## Devices World Wide (8)(1)
SiteName | Location | Rack | DevicePosition1 | DeviceName | TenantName | Manufacturer | MfgProdLine | MfgProdNo | EQID | SerialNum | AssetID | IPAddress | InstallationDate
Amsterdam | Amsterdam -> AMS-IDC -> AMS-IDC-CAB-1 | AMS-IDC-CAB-1 | RU#42 | Panduit: NF4PSHLF19 #2 |  | Panduit | NetFrame | NF4PSHLF19 | PAND259 |  |  |  | Oct 7 2014 6:17PM
Amsterdam | Amsterdam -> AMS-IDC -> AMS-IDC-CAB-1 | AMS-IDC-CAB-1 | RU#41 | Panduit: NF4PSHLF19 #1 |  | Panduit | NetFrame | NF4PSHLF19 | PAND259 |  |  |  | Oct 7 2014 6:17PM
Amsterdam | Amsterdam -> AMS-IDC -> AMS-IDC-CAB-1 | AMS-IDC-CAB-1 | RU#40 | Raritan Computer: KX232 #1 | DATA CENTER OPERATIONS | Raritan Computer | Dominion KX | KX232 Rackmount | RCI142 |  |  |  | Oct 7 2014 6:16PM
Amsterdam | Amsterdam -> AMS-IDC -> AMS-IDC-CAB-1 | AMS-IDC-CAB-1 | RU#22 | APC: AP5015 - Closed View #1 |  | APC | Rack LCD Monitor Keyboard Mouse | AP5015 - Closed View | APC310 |  |  |  | Oct 7 2014 6:16PM
Amsterdam | Amsterdam -> AMS-IDC -> AMS-IDC-CAB-1 | AMS-IDC-CAB-1 | RU#07 | amsadofs01 | DATA CENTER OPERATIONS | Hewlett-Packard | ProLiant | DL380 G7-SFF | HEPK280 |  |  | 10.130.96.23 | Oct 7 2014 6:16PM
Amsterdam | Amsterdam -> AMS-IDC -> AMS-IDC-CAB-1 | AMS-IDC-CAB-1 | RU#06 | HP/Compaq: DL320 G4 #1 | SERVER SERVICES | Hewlett-Packard | ProLiant | DL320 G4 | HEPA632 |  |  |  | Oct 7 2014 6:16PM
Amsterdam | Amsterdam -> AMS-IDC -> AMS-IDC-CAB-1 | AMS-IDC-CAB-1 | RU#04 | HP/Compaq: DL380 G3 #1 | SERVER SERVICES | Hewlett-Packard | ProLiant | DL380 G4 | HEPA156 |  |  |  | Oct 7 2014 6:16PM
Amsterdam | Amsterdam -> AMS-IDC -> AMS-IDC-CAB-1 | AMS-IDC-CAB-1 | RU#01 | APC: SURTA3000RMXL #1 | DATA CENTER OPERATIONS | APC | Smart-UPS | SURTA3000RMXL | APCC287 |  |  |  | Oct 7 2014 6:16PM
Amsterdam | Amsterdam -> AMS-IDC -> AMS-IDC-CAB-2 | AMS-IDC-CAB-2 | RU#40 | Panduit: CP48BL #1 |  | Panduit | Mini-Com | CP48BL | PAND394 |  |  |  | Oct 7 2014 6:20PM
Amsterdam | Amsterdam -> AMS-IDC -> AMS-IDC-CAB-2 | AMS-IDC-CAB-2 | RU#38 | Panduit: CPAF2BL #5 |  | Panduit | Angled Filler Panel | CPAF2BL | PAND232 |  |  |  | Oct 7 2014 6:19PM
Amsterdam | Amsterdam -> AMS-IDC -> AMS-IDC-CAB-2 | AMS-IDC-CAB-2 | RU#36 | Panduit: CP48BL #2 |  | Panduit | Mini-Com | CP48BL | PAND394 |  |  |  | Oct 7 2014 6:19PM
Amsterdam | Amsterdam -> AMS-IDC -> AMS-IDC-CAB-2 | AMS-IDC-CAB-2 | RU#34 | Panduit: CPAF2BL #4 |  | Panduit | Angled Filler Panel | CPAF2BL | PAND232 |  |  |  | Oct 7 2014 6:19PM
Amsterdam | Amsterdam -> AMS-IDC -> AMS-IDC-CAB-2 | AMS-IDC-CAB-2 | RU#32 | Panduit: CP48BL #4 |  | Panduit | Mini-Com | CP48BL | PAND394 |  |  |  | Oct 7 2014 6:19PM
Amsterdam | Amsterdam -> AMS-IDC -> AMS-IDC-CAB-2 | AMS-IDC-CAB-2 | RU#30 | Panduit: CPAF2BL #3 |  | Panduit | Angled Filler Panel | CPAF2BL | PAND232 |  |  |  | Oct 7 2014 6:19PM
Amsterdam | Amsterdam -> AMS-IDC -> AMS-IDC-CAB-2 | AMS-IDC-CAB-2 | RU#28 | Panduit: CP48BL #8 |  | Panduit | Mini-Com | CP48BL | PAND394 |  |  |  | Oct 7 2014 6:18PM
Amsterdam | Amsterdam -> AMS-IDC -> AMS-IDC-CAB-2 | AMS-IDC-CAB-2 | RU#26 | Panduit: CPAF2BL #2 |  | Panduit | Angled Filler Panel | CPAF2BL | PAND232 |  |  |  | Oct 7 2014 6:18PM
Amsterdam | Amsterdam -> AMS-IDC -> AMS-IDC-CAB-2 | AMS-IDC-CAB-2 | RU#24 | Panduit: CP48BL #9 |  | Panduit | Mini-Com | CP48BL | PAND394 |  |  |  | Oct 7 2014 6:18PM
Amsterdam | Amsterdam -> AMS-IDC -> AMS-IDC-CAB-2 | AMS-IDC-CAB-2 | RU#22 | Panduit: CPAF2BL #1 |  | Panduit | Angled Filler Panel | CPAF2BL | PAND232 |  |  |  | Oct 7 2014 6:18PM
Amsterdam | Amsterdam -> AMS-IDC -> AMS-IDC-CAB-2 | AMS-IDC-CAB-2 | RU#20 | Panduit: CP48BL #10 |  | Panduit | Mini-Com | CP48BL | PAND394 |  |  |  | Oct 7 2014 6:18PM
Amsterdam | Amsterdam -> AMS-IDC -> AMS-IDC-CAB-2 | AMS-IDC-CAB-2 | RU#18 | Panduit: CPAF2BL #6 |  | Panduit | Angled Filler Panel | CPAF2BL | PAND232 |  |  |  | Oct 7 2014 6:17PM
Amsterdam | Amsterdam -> AMS-IDC -> AMS-IDC-CAB-2 | AMS-IDC-CAB-2 | RU#17 | Analog ports |  | Panduit | Mini-Com | CP24BL | PAND393 |  |  |  | Oct 7 2014 6:17PM
Amsterdam | Amsterdam -> AMS-IDC -> AMS-IDC-CAB-2 | AMS-IDC-CAB-2 | RU#16 | Cisco: Catalyst 3750G-12S-E #1 | NETWORK SERVICES | Cisco Systems | Catalyst 3750 | WS-C3750G-12S-E | CISO351 |  |  |  | Oct 7 2014 6:17PM
Amsterdam | Amsterdam -> AMS-IDC -> AMS-IDC-CAB-2 | AMS-IDC-CAB-2 | RU#14 | Panduit: CPAF2BL #7 |  | Panduit | Angled Filler Panel | CPAF2BL | PAND232 |  |  |  | Oct 7 2014 6:17PM
Amsterdam | Amsterdam -> AMS-IDC -> AMS-IDC-CAB-2 | AMS-IDC-CAB-2 | RU#02 | Cisco: Catalyst 4506 #1 | NETWORK SERVICES | Cisco Systems | Catalyst 4500 | WS-C4506 | CSCA332 |  |  |  | Oct 7 2014 6:17PM
Amsterdam | Amsterdam -> AMS-IDC -> AMS-IDC-CAB-2 | AMS-IDC-CAB-2 | RU#01 | Telco Modems | NETWORK SERVICES | Panduit | NetFrame | NF4PSHLF19 | PAND259 |  |  |  | Oct 7 2014 6:17PM
Amsterdam | Amsterdam -> AMS-IDC -> AMS-IDC-CAB-3 | AMS-IDC-CAB-3 | RU#40 | Panduit: CP48BL #7 |  | Panduit | Mini-Com | CP48BL | PAND394 |  |  |  | Oct 7 2014 6:22PM
Amsterdam | Amsterdam -> AMS-IDC -> AMS-IDC-CAB-3 | AMS-IDC-CAB-3 | RU#38 | Panduit: CPAF2BL #5 |  | Panduit | Angled Filler Panel | CPAF2BL | PAND232 |  |  |  | Oct 7 2014 6:22PM
Amsterdam | Amsterdam -> AMS-IDC -> AMS-IDC-CAB-3 | AMS-IDC-CAB-3 | RU#36 | Panduit: CP48BL #8 |  | Panduit | Mini-Com | CP48BL | PAND394 |  |  |  | Oct 7 2014 6:22PM
Amsterdam | Amsterdam -> AMS-IDC -> AMS-IDC-CAB-3 | AMS-IDC-CAB-3 | RU#34 | Panduit: CPAF2BL #4 |  | Panduit | Angled Filler Panel | CPAF2BL | PAND232 |  |  |  | Oct 7 2014 6:21PM
Amsterdam | Amsterdam -> AMS-IDC -> AMS-IDC-CAB-3 | AMS-IDC-CAB-3 | RU#32 | Panduit: CP48BL #9 |  | Panduit | Mini-Com | CP48BL | PAND394 |  |  |  | Oct 7 2014 6:21PM
Amsterdam | Amsterdam -> AMS-IDC -> AMS-IDC-CAB-3 | AMS-IDC-CAB-3 | RU#30 | Panduit: CPAF2BL #3 |  | Panduit | Angled Filler Panel | CPAF2BL | PAND232 |  |  |  | Oct 7 2014 6:21PM
Amsterdam | Amsterdam -> AMS-IDC -> AMS-IDC-CAB-3 | AMS-IDC-CAB-3 | RU#28 | Panduit: CP48BL #10 |  | Panduit | Mini-Com | CP48BL | PAND394 |  |  |  | Oct 7 2014 6:21PM
Amsterdam | Amsterdam -> AMS-IDC -> AMS-IDC-CAB-3 | AMS-IDC-CAB-3 | RU#26 | Panduit: CPAF2BL #2 |  | Panduit | Angled Filler Panel | CPAF2BL | PAND232 |  |  |  | Oct 7 2014 6:20PM
Amsterdam | Amsterdam -> AMS-IDC -> AMS-IDC-CAB-3 | AMS-IDC-CAB-3 | RU#24 | Panduit: CP48BL #11 |  | Panduit | Mini-Com | CP48BL | PAND394 |  |  |  | Oct 7 2014 6:20PM
Amsterdam | Amsterdam -> AMS-IDC -> AMS-IDC-CAB-3 | AMS-IDC-CAB-3 | RU#22 | Panduit: CPAF2BL #1 |  | Panduit | Angled Filler Panel | CPAF2BL | PAND232 |  |  |  | Oct 7 2014 6:20PM
Amsterdam | Amsterdam -> AMS-IDC -> AMS-IDC-CAB-3 | AMS-IDC-CAB-3 | RU#15 | Monitor |  | Panduit | NetFrame | NF4PSHLF19 | PAND259 |  |  |  | Oct 7 2014 6:20PM
Amsterdam | Amsterdam -> AMS-IDC -> AMS-IDC-CAB-3 | AMS-IDC-CAB-3 | RU#09 | DVR System |  | Panduit | NetFrame | NF4PSHLF19 | PAND259 |  |  |  | Oct 7 2014 6:20PM
Arden Hills | Arden Hills -> ARD-Server Room -> ARd-RACK-A | ARd-RACK-A | RU#42 | APC: AP7901 #1 | GLOBAL SITE OPERATIONS | APC | PDU | AP7901 | APC784 |  |  |  | May 13 2014 6:58PM
Arden Hills | Arden Hills -> ARD-Server Room -> ARd-RACK-A | ARd-RACK-A | RU#40 | MNCC01 | BACKUP SERVICES | Hewlett-Packard | ProLiant | DL 360 G5 | HEPA599 |  |  |  | Aug 27 2014 3:00PM
Arden Hills | Arden Hills -> ARD-Server Room -> ARd-RACK-A | ARd-RACK-A | RU#37 | mndd565-mon.corp.adobe.com | BACKUP SERVICES | Data Domain | Appliance Series | DD565 | DADN014 |  |  |  | May 13 2014 6:58PM
Arden Hills | Arden Hills -> ARD-Server Room -> ARd-RACK-A | ARd-RACK-A | RU#30 | 19 Inch 1U Shelf |  | Generic Equipment Set | Shelf | 19 Inch 1U Shelf | GENR944 |  |  |  | Aug 27 2014 3:00PM
Arden Hills | Arden Hills -> ARD-Server Room -> ARd-RACK-A | ARd-RACK-A | RU#26 | MNNSWAAS-01 | NETWORK SERVICES | Cisco Systems | Wide Area Application Virtualization Engine | WAVE-7541-K9 | CSCY917 |  |  |  | Aug 27 2014 3:00PM
Arden Hills | Arden Hills -> ARD-Server Room -> ARd-RACK-A | ARd-RACK-A | RU#01 | ups-minnesota | GLOBAL SITE OPERATIONS | APC | Symmetra | SYA8K16RMP | APC717 |  |  |  | May 13 2014 6:58PM
Arden Hills | Arden Hills -> ARD-Server Room -> ARD-RACK-B | ARD-RACK-B | RU#42 | KVM-MN | GLOBAL SITE OPERATIONS | Raritan Computer | Dominion KSX | Dominion KSX 440 | RCI045 | AE11500050 |  | 10.32.16.41 | May 13 2014 6:59PM
Arden Hills | Arden Hills -> ARD-Server Room -> ARD-RACK-B | ARD-RACK-B | RU#40 | OR-8080044140 |  | Ortronics | Category 5e | OR-8080044140 | ORTI407 |  |  |  | Aug 27 2014 3:00PM
Arden Hills | Arden Hills -> ARD-Server Room -> ARD-RACK-B | ARD-RACK-B | RU#38 | OR-808004331 |  | Ortronics | Patch Panel | OR-808004331 | ORT555 |  |  |  | Aug 27 2014 3:00PM
Arden Hills | Arden Hills -> ARD-Server Room -> ARD-RACK-B | ARD-RACK-B | RU#34 | CONMINNESOTA | GLOBAL SITE OPERATIONS | Avocent | AlterPath | ACS16 | AVOC190 |  |  |  | Aug 27 2014 3:00PM
Arden Hills | Arden Hills -> ARD-Server Room -> ARD-RACK-B | ARD-RACK-B | RU#28 | Flextronics: F-X430046 #2 |  | Flextronics | InfiniBand | F-X430046 | FLXT002 |  |  |  | May 13 2014 6:59PM
Arden Hills | Arden Hills -> ARD-Server Room -> ARD-RACK-B | ARD-RACK-B | RU#27 | Flextronics: F-X430046 #1 |  | Flextronics | InfiniBand | F-X430046 | FLXT002 |  |  |  | May 13 2014 6:59PM
Arden Hills | Arden Hills -> ARD-Server Room -> ARD-RACK-B | ARD-RACK-B | RU#19 | MINSHARE1 |  | Isilon Systems | X-Series | X200 | ISLN037 |  |  |  | Aug 27 2014 3:00PM
Arden Hills | Arden Hills -> ARD-Server Room -> ARD-RACK-B | ARD-RACK-B | RU#17 | MINSHARE2 |  | Isilon Systems | X-Series | X200 | ISLN037 |  |  |  | Aug 27 2014 3:00PM
Arden Hills | Arden Hills -> ARD-Server Room -> ARD-RACK-B | ARD-RACK-B | RU#15 | MINSHARE3 |  | Isilon Systems | X-Series | X200 | ISLN037 |  |  |  | Aug 27 2014 3:00PM
Arden Hills | Arden Hills -> ARD-Server Room -> ARD-RACK-B | ARD-RACK-B | RU#02 | APC: ACF001 #1 | GLOBAL SITE OPERATIONS | APC | Air Distribution Unit | ACF001 | APC118 |  |  |  | May 13 2014 6:59PM
Barcelona | Barcelona -> BAR-IDC -> BAR-IDC-Cabinet 1 | BAR-IDC-Cabinet 1 | RU#42 | kvm-bar-1 |  | Raritan Computer | Dominion KX | KX232 Rackmount | RCI142 |  |  | 10.130.128.10 | Oct 8 2014 1:47PM
Barcelona | Barcelona -> BAR-IDC -> BAR-IDC-Cabinet 1 | BAR-IDC-Cabinet 1 | RU#40 | Barcelona-swa |  | Cisco Systems | Catalyst 3750-E | WS-C3750E-48PD-E | CICO899 | CAT1036ZGB6 |  | 10.130.128.5 | Oct 8 2014 1:47PM
Barcelona | Barcelona -> BAR-IDC -> BAR-IDC-Cabinet 1 | BAR-IDC-Cabinet 1 | RU#37 | Barcelona-WAN |  | Cisco Systems | Cisco 3700 | CISCO3745 | CSCO339 | CAT1036ZGB6 | 1000-86204 | 10.254.128.10 | Oct 8 2014 1:46PM
Barcelona | Barcelona -> BAR-IDC -> BAR-IDC-Cabinet 1 | BAR-IDC-Cabinet 1 | RU#25 | BARADOVM01 |  | Hewlett-Packard | ProLiant | DL380 G7-SFF | HEPK280 | CZ2048JM17 | 100208127 | 10.130.128.57 | Oct 8 2014 1:46PM
Barcelona | Barcelona -> BAR-IDC -> BAR-IDC-Cabinet 1 | BAR-IDC-Cabinet 1 | RU#24 | BarPXE01 |  | Hewlett-Packard | ProLiant | DL320 G4 | HEPA632 | CZ2048JM17 |  | 10.130.128.58 | Oct 8 2014 1:46PM
Barcelona | Barcelona -> BAR-IDC -> BAR-IDC-Cabinet 1 | BAR-IDC-Cabinet 1 | RU#01 | APC: SYA8K8RMI #1 |  | APC | Symmetra | SYA8K8RMI | APCC728 |  |  | 10.130.128.11 | Oct 8 2014 1:46PM
Barcelona | Barcelona -> BAR-IDC -> BAR-IDC-Cabinet 1 -> APC: SYA8K8RMI #1 | APC: SYA8K8RMI #1 | Slot#6 | SYPD4 |  | APC | Symmetra | SYPD4 | APCC587 |  |  |  | Oct 8 2014 1:46PM
Barcelona | Barcelona -> BAR-IDC -> BAR-IDC-Cabinet 1 -> APC: SYA8K8RMI #1 | APC: SYA8K8RMI #1 | Slot#5 | SYPD8 |  | APC | Symmetra | SYPD8 | APCC589 |  |  |  | Oct 8 2014 1:46PM
Barcelona | Barcelona -> BAR-IDC -> BAR-IDC-Rack2 | BAR-IDC-Rack2 | RU#41 | Panduit: NF4PSHLF19 #11 |  | Panduit | NetFrame | NF4PSHLF19 | PAND259 |  |  |  | Oct 8 2014 1:49PM
Barcelona | Barcelona -> BAR-IDC -> BAR-IDC-Rack2 | BAR-IDC-Rack2 | RU#39 | Panduit: CP48BL #7 |  | Panduit | Mini-Com | CP48BL | PAND394 |  |  |  | Oct 8 2014 1:49PM
Barcelona | Barcelona -> BAR-IDC -> BAR-IDC-Rack2 | BAR-IDC-Rack2 | RU#37 | Panduit: CPAF2BL #5 |  | Panduit | Angled Filler Panel | CPAF2BL | PAND232 |  |  |  | Oct 8 2014 1:49PM
Barcelona | Barcelona -> BAR-IDC -> BAR-IDC-Rack2 | BAR-IDC-Rack2 | RU#35 | Panduit: CP48BL #8 |  | Panduit | Mini-Com | CP48BL | PAND394 |  |  |  | Oct 8 2014 1:49PM
Barcelona | Barcelona -> BAR-IDC -> BAR-IDC-Rack2 | BAR-IDC-Rack2 | RU#33 | Panduit: CPAF2BL #4 |  | Panduit | Angled Filler Panel | CPAF2BL | PAND232 |  |  |  | Oct 8 2014 1:48PM
Barcelona | Barcelona -> BAR-IDC -> BAR-IDC-Rack2 | BAR-IDC-Rack2 | RU#31 | Panduit: CP48BL #9 |  | Panduit | Mini-Com | CP48BL | PAND394 |  |  |  | Oct 8 2014 1:48PM
Barcelona | Barcelona -> BAR-IDC -> BAR-IDC-Rack2 | BAR-IDC-Rack2 | RU#29 | Panduit: CPAF2BL #3 |  | Panduit | Angled Filler Panel | CPAF2BL | PAND232 |  |  |  | Oct 8 2014 1:48PM
Barcelona | Barcelona -> BAR-IDC -> BAR-IDC-Rack2 | BAR-IDC-Rack2 | RU#27 | Panduit: CP48BL #10 |  | Panduit | Mini-Com | CP48BL | PAND394 |  |  |  | Oct 8 2014 1:48PM
Barcelona | Barcelona -> BAR-IDC -> BAR-IDC-Rack2 | BAR-IDC-Rack2 | RU#25 | Panduit: CPAF2BL #6 |  | Panduit | Angled Filler Panel | CPAF2BL | PAND232 |  |  |  | Oct 8 2014 1:48PM
Barcelona | Barcelona -> BAR-IDC -> BAR-IDC-Rack2 | BAR-IDC-Rack2 | RU#23 | Panduit: CP48BL #11 |  | Panduit | Mini-Com | CP48BL | PAND394 |  |  |  | Oct 8 2014 1:47PM
Barcelona | Barcelona -> BAR-IDC -> BAR-IDC-Rack2 | BAR-IDC-Rack2 | RU#21 | Panduit: CPAF2BL #7 |  | Panduit | Angled Filler Panel | CPAF2BL | PAND232 |  |  |  | Oct 8 2014 1:47PM
Barcelona | Barcelona -> BAR-IDC -> BAR-IDC-Rack2 | BAR-IDC-Rack2 | RU#19 | Cisco: Catalyst 3750-48PS-E #1 |  | Cisco Systems | Catalyst 3750 | WS-C3750-48PS-E | CISO355 |  |  |  | Oct 8 2014 1:47PM
Barcelona | Barcelona -> BAR-IDC -> BAR-IDC-Rack2 | BAR-IDC-Rack2 | RU#17 | Panduit: CPAF2BL #8 |  | Panduit | Angled Filler Panel | CPAF2BL | PAND232 |  |  |  | Oct 8 2014 1:47PM
Barcelona | Barcelona -> BAR-IDC -> BAR-IDC-Rack2 | BAR-IDC-Rack2 | RU#15 | Cisco: Catalyst 3750-48PS-E #2 |  | Cisco Systems | Catalyst 3750 | WS-C3750-48PS-E | CISO355 |  |  |  | Oct 8 2014 1:47PM
Barcelona | Barcelona -> BAR-IDC -> BAR-IDC-Rack2 | BAR-IDC-Rack2 | RU#13 | Panduit: CPAF2BL #9 |  | Panduit | Angled Filler Panel | CPAF2BL | PAND232 |  |  |  | Oct 8 2014 1:47PM
Barcelona | Barcelona -> BAR-IDC -> BAR-IDC-Rack2 | BAR-IDC-Rack2 | RU#07 | Panduit: NF4PSHLF19 #12 |  | Panduit | NetFrame | NF4PSHLF19 | PAND259 |  |  |  | Oct 8 2014 1:47PM
Barcelona | Barcelona -> BAR-IDC -> BAR-IDC-Rack2 | BAR-IDC-Rack2 | RU#01 | Telco Modems |  | Panduit | NetFrame | NF4PSHLF19 | PAND259 |  |  |  | Oct 8 2014 1:47PM
Barcelona | Barcelona -> BAR-IDC -> BAR-IDC-Rack3 | BAR-IDC-Rack3 | RU#40 | Panduit: CP48BL #7 |  | Panduit | Mini-Com | CP48BL | PAND394 |  |  |  | Oct 8 2014 1:51PM
Barcelona | Barcelona -> BAR-IDC -> BAR-IDC-Rack3 | BAR-IDC-Rack3 | RU#38 | Panduit: CPAF2BL #5 |  | Panduit | Angled Filler Panel | CPAF2BL | PAND232 |  |  |  | Oct 8 2014 1:51PM
Barcelona | Barcelona -> BAR-IDC -> BAR-IDC-Rack3 | BAR-IDC-Rack3 | RU#36 | Panduit: CP48BL #8 |  | Panduit | Mini-Com | CP48BL | PAND394 |  |  |  | Oct 8 2014 1:51PM
Barcelona | Barcelona -> BAR-IDC -> BAR-IDC-Rack3 | BAR-IDC-Rack3 | RU#34 | Panduit: CPAF2BL #4 |  | Panduit | Angled Filler Panel | CPAF2BL | PAND232 |  |  |  | Oct 8 2014 1:50PM
Barcelona | Barcelona -> BAR-IDC -> BAR-IDC-Rack3 | BAR-IDC-Rack3 | RU#32 | Panduit: CP48BL #9 |  | Panduit | Mini-Com | CP48BL | PAND394 |  |  |  | Oct 8 2014 1:50PM
Barcelona | Barcelona -> BAR-IDC -> BAR-IDC-Rack3 | BAR-IDC-Rack3 | RU#30 | Panduit: CPAF2BL #3 |  | Panduit | Angled Filler Panel | CPAF2BL | PAND232 |  |  |  | Oct 8 2014 1:50PM
Barcelona | Barcelona -> BAR-IDC -> BAR-IDC-Rack3 | BAR-IDC-Rack3 | RU#28 | Panduit: CP48BL #10 |  | Panduit | Mini-Com | CP48BL | PAND394 |  |  |  | Oct 8 2014 1:50PM
Barcelona | Barcelona -> BAR-IDC -> BAR-IDC-Rack3 | BAR-IDC-Rack3 | RU#26 | Panduit: CPAF2BL #2 |  | Panduit | Angled Filler Panel | CPAF2BL | PAND232 |  |  |  | Oct 8 2014 1:49PM
Barcelona | Barcelona -> BAR-IDC -> BAR-IDC-Rack3 | BAR-IDC-Rack3 | RU#15 | Monitor |  | Panduit | NetFrame | NF4PSHLF19 | PAND259 |  |  |  | Oct 8 2014 1:49PM
Basel | Basel -> BSL-IDC -> BSL-IDC CAB 1 | BSL-IDC CAB 1 | RU#20 | APC: SBP16KRMP4U #1 |  | APC | Bypass Panel | SBP16KRMP4U | APC523 |  |  |  | Oct 8 2014 12:29PM
Basel | Basel -> BSL-IDC -> BSL-IDC CAB 1 | BSL-IDC CAB 1 | RU#01 | APC: SYA16K16RMI #1 |  | APC | Symmetra | SYA16K16RMI | APCC584 |  |  |  | Oct 8 2014 12:29PM
Basel | Basel -> BSL-IDC -> BSL-IDC CAB 1 -> APC: SYA16K16RMI #1 | APC: SYA16K16RMI #1 | Slot#7 | SYPD4 |  | APC | Symmetra | SYPD4 | APCC587 |  |  |  | Oct 8 2014 12:29PM
Basel | Basel -> BSL-IDC -> BSL-IDC CAB 1 -> APC: SYA16K16RMI #1 | APC: SYA16K16RMI #1 | Slot#6 | SYPD8 |  | APC | Symmetra | SYPD8 | APCC589 |  |  |  | Oct 8 2014 12:28PM
Basel | Basel -> BSL-IDC -> BSL-IDC CAB 1 -> APC: SYA16K16RMI #1 | APC: SYA16K16RMI #1 | Slot#5 | SYPD8 |  | APC | Symmetra | SYPD8 | APCC589 |  |  |  | Oct 8 2014 12:28PM
Basel | Basel -> BSL-IDC -> BSL-IDC CAB 2 | BSL-IDC CAB 2 | RU#42 | Panduit: CPAF1BL #1 |  | Panduit | Angled Filler Panel | CPAF1BL | PAND231 |  |  |  | Oct 8 2014 12:32PM
Basel | Basel -> BSL-IDC -> BSL-IDC CAB 2 | BSL-IDC CAB 2 | RU#41 | Panduit: CPAF1BL #2 |  | Panduit | Angled Filler Panel | CPAF1BL | PAND231 |  |  |  | Oct 8 2014 12:32PM
Basel | Basel -> BSL-IDC -> BSL-IDC CAB 2 | BSL-IDC CAB 2 | RU#40 | Panduit: CPP24FMWBL #1 |  | Panduit | Mini-Com | CPP24FMWBLY | PAND757 |  |  |  | Oct 8 2014 12:32PM
Basel | Basel -> BSL-IDC -> BSL-IDC CAB 2 | BSL-IDC CAB 2 | RU#39 | Panduit: CPAF1BL #6 |  | Panduit | Angled Filler Panel | CPAF1BL | PAND231 |  |  |  | Oct 8 2014 12:32PM
Basel | Basel -> BSL-IDC -> BSL-IDC CAB 2 | BSL-IDC CAB 2 | RU#38 | Panduit: CPP24FMWBL #2 |  | Panduit | Mini-Com | CPP24FMWBLY | PAND757 |  |  |  | Oct 8 2014 12:32PM
Basel | Basel -> BSL-IDC -> BSL-IDC CAB 2 | BSL-IDC CAB 2 | RU#37 | Panduit: CPAF1BL #5 |  | Panduit | Angled Filler Panel | CPAF1BL | PAND231 |  |  |  | Oct 8 2014 12:31PM
Basel | Basel -> BSL-IDC -> BSL-IDC CAB 2 | BSL-IDC CAB 2 | RU#36 | Panduit: CPP24FMWBL #3 |  | Panduit | Mini-Com | CPP24FMWBLY | PAND757 |  |  |  | Oct 8 2014 12:31PM
Basel | Basel -> BSL-IDC -> BSL-IDC CAB 2 | BSL-IDC CAB 2 | RU#35 | Panduit: CPAF1BL #3 |  | Panduit | Angled Filler Panel | CPAF1BL | PAND231 |  |  |  | Oct 8 2014 12:31PM
Basel | Basel -> BSL-IDC -> BSL-IDC CAB 2 | BSL-IDC CAB 2 | RU#34 | Panduit: CPP24FMWBL #4 |  | Panduit | Mini-Com | CPP24FMWBLY | PAND757 |  |  |  | Oct 8 2014 12:31PM
Basel | Basel -> BSL-IDC -> BSL-IDC CAB 2 | BSL-IDC CAB 2 | RU#33 | Panduit: CPAF1BL #4 |  | Panduit | Angled Filler Panel | CPAF1BL | PAND231 |  |  |  | Oct 8 2014 12:30PM
Basel | Basel -> BSL-IDC -> BSL-IDC CAB 2 | BSL-IDC CAB 2 | RU#32 | Panduit: CPP24FMWBL #5 |  | Panduit | Mini-Com | CPP24FMWBLY | PAND757 |  |  |  | Oct 8 2014 12:30PM
Basel | Basel -> BSL-IDC -> BSL-IDC CAB 2 | BSL-IDC CAB 2 | RU#31 | Panduit: CPAF1BL #7 |  | Panduit | Angled Filler Panel | CPAF1BL | PAND231 |  |  |  | Oct 8 2014 12:30PM
Basel | Basel -> BSL-IDC -> BSL-IDC CAB 2 | BSL-IDC CAB 2 | RU#30 | Panduit: CPAF1BL #8 |  | Panduit | Angled Filler Panel | CPAF1BL | PAND231 |  |  |  | Oct 8 2014 12:30PM
Basel | Basel -> BSL-IDC -> BSL-IDC CAB 2 | BSL-IDC CAB 2 | RU#29 | Panduit: CPP24FMWBL #6 |  | Panduit | Mini-Com | CPP24FMWBLY | PAND757 |  |  |  | Oct 8 2014 12:30PM
Basel | Basel -> BSL-IDC -> BSL-IDC CAB 2 | BSL-IDC CAB 2 | RU#28 | Cisco: Catalyst 2970G-24T #1 |  | Cisco Systems | Catalyst 2970 | WS-2970G-24T | CISO261 |  |  |  | Oct 8 2014 12:29PM
Basel | Basel -> BSL-IDC -> BSL-IDC CAB 2 | BSL-IDC CAB 2 | RU#27 | SonicWALL: Pro 3060 #1 |  | SonicWALL | PRO Series | PRO 3060 | SONC060 |  |  |  | Oct 8 2014 12:29PM
Basel | Basel -> BSL-IDC -> BSL-IDC CAB 2 | BSL-IDC CAB 2 | RU#22 | 19 Inch 1U Shelf |  | Generic Equipment Set | Shelf | 19 Inch 1U Shelf | GENR944 |  |  |  | Oct 8 2014 12:32PM
Basel | Basel -> BSL-IDC -> BSL-IDC CAB 2 | BSL-IDC CAB 2 | RU#18 | HP/Compaq: DL580 #1 |  | Compaq | ProLiant | DL580 | CMPQ737 |  |  |  | Oct 8 2014 12:29PM
Basel | Basel -> BSL-IDC -> BSL-IDC CAB 2 | BSL-IDC CAB 2 | RU#16 | Penguin Computing: 140 #1 |  | Penguin Computing | Relion | 140 | PENG038 |  |  |  | Oct 8 2014 12:29PM
Basel | Basel -> BSL-IDC -> BSL-IDC CAB 2 | BSL-IDC CAB 2 | RU#10 | SUN Microsystems: Enterprise 220R #1 |  | SUN Microsystems | Enterprise | E220R | SUN089 |  |  |  | Oct 8 2014 12:29PM
Basel | Basel -> BSL-IDC -> BSL-IDC CAB 2 | BSL-IDC CAB 2 | RU#07 | Dell: PowerEdge 1850 #1 |  | Dell Computer | PowerEdge | PowerEdge 1850 (Open View) | DELL462 |  |  |  | Oct 8 2014 12:29PM
Basel | Basel -> BSL-IDC -> BSL-IDC CAB 2 | BSL-IDC CAB 2 | RU#05 | Dell: PowerEdge 2850 #1 |  | Dell Computer | PowerEdge | PowerEdge 2850 (Open View) | DELL464 |  |  |  | Oct 8 2014 12:29PM
Basel | Basel -> BSL-IDC -> BSL-IDC CAB 2 | BSL-IDC CAB 2 | RU#01 | baselwass-01 |  | Hewlett-Packard | ProLiant | DL380 G4 | HEPA156 |  |  |  | Oct 8 2014 12:29PM
Basel | Basel -> BSL-IDC -> BSL-IDC CAB 2 -> 19 Inch 1U Shelf | 19 Inch 1U Shelf | InOutPlug#4 | SUN Microsystems: DDS-3 External #1 |  | SUN Microsystems | StorEdge | DDS-3 | SUN252 |  |  |  | Oct 8 2014 12:32PM
Basel | Basel -> BSL-IDC -> BSL-IDC CAB 3 | BSL-IDC CAB 3 | RU#39 | Alcatel-Lucent: 625063-000-001 #1 |  | Alcatel | Patch Panel | 625063-000-001 | ALCA242 |  |  |  | Oct 8 2014 12:39PM
Basel | Basel -> BSL-IDC -> BSL-IDC CAB 3 | BSL-IDC CAB 3 | RU#35 | Alcatel-Lucent: 625063-000-001 #2 |  | Alcatel | Patch Panel | 625063-000-001 | ALCA242 |  |  |  | Oct 8 2014 12:39PM
Basel | Basel -> BSL-IDC -> BSL-IDC CAB 3 | BSL-IDC CAB 3 | RU#34 | Panduit: CPAF1BL #2 |  | Panduit | Angled Filler Panel | CPAF1BL | PAND231 |  |  |  | Oct 8 2014 12:38PM
Basel | Basel -> BSL-IDC -> BSL-IDC CAB 3 | BSL-IDC CAB 3 | RU#33 | Panduit: CP16BL #1 |  | Panduit | Mini-Com | CP16BL | PAND755 |  |  |  | Oct 8 2014 12:38PM
Basel | Basel -> BSL-IDC -> BSL-IDC CAB 3 | BSL-IDC CAB 3 | RU#32 | Cisco: Catalyst 3750-24T-S #1 |  | Cisco Systems | Catalyst 3750 | WS-C3750-24T-S | CSCA187 |  |  |  | Oct 8 2014 12:38PM
Basel | Basel -> BSL-IDC -> BSL-IDC CAB 3 | BSL-IDC CAB 3 | RU#31 | Cisco: Catalyst 3560-24TS #1 |  | Cisco Systems | Catalyst 3560 | WS-C3560-24TS-E | CSCO885 |  |  |  | Oct 8 2014 12:38PM
Basel | Basel -> BSL-IDC -> BSL-IDC CAB 3 | BSL-IDC CAB 3 | RU#30 | Panduit: CPP24FMWBL #1 |  | Panduit | Mini-Com | CPP24FMWBLY | PAND757 |  |  |  | Oct 8 2014 12:38PM
Basel | Basel -> BSL-IDC -> BSL-IDC CAB 3 | BSL-IDC CAB 3 | RU#29 | Cisco: Catalyst 3548-XL #1 |  | Cisco Systems | Catalyst 3500 XL | WS-C3548-XL | CSCO365 |  |  |  | Oct 8 2014 12:38PM
Basel | Basel -> BSL-IDC -> BSL-IDC CAB 3 | BSL-IDC CAB 3 | RU#28 | Panduit: CPAF1BL #7 |  | Panduit | Angled Filler Panel | CPAF1BL | PAND231 |  |  |  | Oct 8 2014 12:38PM
Basel | Basel -> BSL-IDC -> BSL-IDC CAB 3 | BSL-IDC CAB 3 | RU#27 | Cisco: Catalyst 3548-XL #2 |  | Cisco Systems | Catalyst 3500 XL | WS-C3548-XL | CSCO365 |  |  |  | Oct 8 2014 12:37PM
Basel | Basel -> BSL-IDC -> BSL-IDC CAB 3 | BSL-IDC CAB 3 | RU#26 | Panduit: CPAF1BL #6 |  | Panduit | Angled Filler Panel | CPAF1BL | PAND231 |  |  |  | Oct 8 2014 12:37PM
Basel | Basel -> BSL-IDC -> BSL-IDC CAB 3 | BSL-IDC CAB 3 | RU#25 | Cisco: Catalyst 3548-XL #3 |  | Cisco Systems | Catalyst 3500 XL | WS-C3548-XL | CSCO365 |  |  |  | Oct 8 2014 12:37PM
Basel | Basel -> BSL-IDC -> BSL-IDC CAB 3 | BSL-IDC CAB 3 | RU#24 | Panduit: CPAF1BL #5 |  | Panduit | Angled Filler Panel | CPAF1BL | PAND231 |  |  |  | Oct 8 2014 12:37PM
Basel | Basel -> BSL-IDC -> BSL-IDC CAB 3 | BSL-IDC CAB 3 | RU#23 | Cisco: Catalyst 3548-XL #4 |  | Cisco Systems | Catalyst 3500 XL | WS-C3548-XL | CSCO365 |  |  |  | Oct 8 2014 12:37PM
Basel | Basel -> BSL-IDC -> BSL-IDC CAB 3 | BSL-IDC CAB 3 | RU#22 | Panduit: CPAF1BL #4 |  | Panduit | Angled Filler Panel | CPAF1BL | PAND231 |  |  |  | Oct 8 2014 12:37PM
Basel | Basel -> BSL-IDC -> BSL-IDC CAB 3 | BSL-IDC CAB 3 | RU#21 | Cisco: Catalyst 3548-XL #5 |  | Cisco Systems | Catalyst 3500 XL | WS-C3548-XL | CSCO365 |  |  |  | Oct 8 2014 12:37PM
Basel | Basel -> BSL-IDC -> BSL-IDC CAB 3 | BSL-IDC CAB 3 | RU#20 | Panduit: CPAF1BL #3 |  | Panduit | Angled Filler Panel | CPAF1BL | PAND231 |  |  |  | Oct 8 2014 12:37PM
Basel | Basel -> BSL-IDC -> BSL-IDC CAB 3 | BSL-IDC CAB 3 | RU#19 | Cable Organiser |  | Panduit | Angled Filler Panel | CPAF1BL | PAND231 |  |  |  | Oct 8 2014 12:37PM
Basel | Basel -> BSL-IDC -> BSL-IDC CAB 3 | BSL-IDC CAB 3 | RU#18 | Cable Organiser1 |  | Panduit | Angled Filler Panel | CPAF1BL | PAND231 |  |  |  | Oct 8 2014 12:37PM
Basel | Basel -> BSL-IDC -> BSL-IDC CAB 3 | BSL-IDC CAB 3 | RU#03 | Basel-CRA |  | Cisco Systems | Catalyst 6500 | WS-C6509 | CSCA203 |  |  |  | Oct 8 2014 12:37PM
Basel | Basel -> BSL-IDC -> BSL-IDC CAB 3 | BSL-IDC CAB 3 | RU#02 | PDU-Basel-1 |  | Raritan Computer | Remote Power Control | PCR8A-15 | RCI190 |  |  |  | Oct 8 2014 12:36PM
Basel | Basel -> BSL-IDC -> BSL-IDC CAB 3 | BSL-IDC CAB 3 | RU#01 | PDU-Basel-2 |  | Raritan Computer | Remote Power Control | PCR8A-15 | RCI190 |  |  |  | Oct 8 2014 12:36PM
Basel | Basel -> BSL-IDC -> BSL-IDC CAB 4 | BSL-IDC CAB 4 | RU#42 | Panduit: CPAF1BL #8 |  | Panduit | Angled Filler Panel | CPAF1BL | PAND231 |  |  |  | Oct 8 2014 12:36PM
Basel | Basel -> BSL-IDC -> BSL-IDC CAB 4 | BSL-IDC CAB 4 | RU#41 | Basel-DMZ |  | Cisco Systems | Catalyst 3750 | WS-C3750-48PS-E | CISO355 |  |  |  | Oct 8 2014 12:36PM
Basel | Basel -> BSL-IDC -> BSL-IDC CAB 4 | BSL-IDC CAB 4 | RU#40 | Panduit: CPAF1BL #9 |  | Panduit | Angled Filler Panel | CPAF1BL | PAND231 |  |  |  | Oct 8 2014 12:36PM
Basel | Basel -> BSL-IDC -> BSL-IDC CAB 4 | BSL-IDC CAB 4 | RU#39 | Firewall1 |  | Juniper Networks | SSG Series | SSG320M-AC | JUNP403 |  |  |  | Oct 8 2014 12:36PM
Basel | Basel -> BSL-IDC -> BSL-IDC CAB 4 | BSL-IDC CAB 4 | RU#38 | Panduit: CPAF1BL #10 |  | Panduit | Angled Filler Panel | CPAF1BL | PAND231 |  |  |  | Oct 8 2014 12:36PM
Basel | Basel -> BSL-IDC -> BSL-IDC CAB 4 | BSL-IDC CAB 4 | RU#37 | Firewall2 |  | Juniper Networks | SSG Series | SSG320M-AC | JUNP403 |  |  |  | Oct 8 2014 12:35PM
Basel | Basel -> BSL-IDC -> BSL-IDC CAB 4 | BSL-IDC CAB 4 | RU#34 | BaselInet-RTR1 |  | Cisco Systems | Cisco 3800 | CISCO3845 | CISO580 |  |  |  | Oct 8 2014 12:35PM
Basel | Basel -> BSL-IDC -> BSL-IDC CAB 4 | BSL-IDC CAB 4 | RU#31 | Basel - WAN |  | Cisco Systems | Cisco 3800 | CISCO3845 | CISO580 |  |  |  | Oct 8 2014 12:35PM
Basel | Basel -> BSL-IDC -> BSL-IDC CAB 4 | BSL-IDC CAB 4 | RU#30 | BASWLC-01 |  | Cisco Systems | Cisco 4100 | AIR-WLC4136-K9 | CICO013 |  |  |  | Oct 8 2014 12:35PM
Basel | Basel -> BSL-IDC -> BSL-IDC CAB 4 | BSL-IDC CAB 4 | RU#27 | BASEL-GREHA |  | Cisco Systems | Cisco 3800 | CISCO3845 | CISO580 |  |  |  | Oct 8 2014 12:35PM
Basel | Basel -> BSL-IDC -> BSL-IDC CAB 4 | BSL-IDC CAB 4 | RU#26 | Shelf |  | Panduit | Mini-Com | CP16BL | PAND755 |  |  |  | Oct 8 2014 12:35PM
Basel | Basel -> BSL-IDC -> BSL-IDC CAB 4 | BSL-IDC CAB 4 | RU#25 | Panduit: CPAF1BL #1 |  | Panduit | Angled Filler Panel | CPAF1BL | PAND231 |  |  |  | Oct 8 2014 12:35PM
Basel | Basel -> BSL-IDC -> BSL-IDC CAB 4 | BSL-IDC CAB 4 | RU#24 | Panduit: CP16BL #2 |  | Panduit | Mini-Com | CP16BL | PAND755 |  |  |  | Oct 8 2014 12:35PM
Basel | Basel -> BSL-IDC -> BSL-IDC CAB 4 | BSL-IDC CAB 4 | RU#23 | Panduit: CPAF1BL #2 |  | Panduit | Angled Filler Panel | CPAF1BL | PAND231 |  |  |  | Oct 8 2014 12:34PM
Basel | Basel -> BSL-IDC -> BSL-IDC CAB 4 | BSL-IDC CAB 4 | RU#22 | Panduit: CP16BL #3 |  | Panduit | Mini-Com | CP16BL | PAND755 |  |  |  | Oct 8 2014 12:34PM
Basel | Basel -> BSL-IDC -> BSL-IDC CAB 4 | BSL-IDC CAB 4 | RU#21 | Panduit: CPAF1BL #3 |  | Panduit | Angled Filler Panel | CPAF1BL | PAND231 |  |  |  | Oct 8 2014 12:34PM
Basel | Basel -> BSL-IDC -> BSL-IDC CAB 4 | BSL-IDC CAB 4 | RU#20 | Panduit: CP16BL #4 |  | Panduit | Mini-Com | CP16BL | PAND755 |  |  |  | Oct 8 2014 12:34PM
Basel | Basel -> BSL-IDC -> BSL-IDC CAB 4 | BSL-IDC CAB 4 | RU#19 | Panduit: CPAF1BL #4 |  | Panduit | Angled Filler Panel | CPAF1BL | PAND231 |  |  |  | Oct 8 2014 12:34PM
Basel | Basel -> BSL-IDC -> BSL-IDC CAB 4 | BSL-IDC CAB 4 | RU#18 | Panduit: CP16BL #5 |  | Panduit | Mini-Com | CP16BL | PAND755 |  |  |  | Oct 8 2014 12:34PM
Basel | Basel -> BSL-IDC -> BSL-IDC CAB 4 | BSL-IDC CAB 4 | RU#17 | Panduit: CPAF1BL #6 |  | Panduit | Angled Filler Panel | CPAF1BL | PAND231 |  |  |  | Oct 8 2014 12:33PM
Basel | Basel -> BSL-IDC -> BSL-IDC CAB 4 | BSL-IDC CAB 4 | RU#16 | Panduit: CP16BL #6 |  | Panduit | Mini-Com | CP16BL | PAND755 |  |  |  | Oct 8 2014 12:33PM
Basel | Basel -> BSL-IDC -> BSL-IDC CAB 4 | BSL-IDC CAB 4 | RU#15 | Panduit: CPAF1BL #5 |  | Panduit | Angled Filler Panel | CPAF1BL | PAND231 |  |  |  | Oct 8 2014 12:33PM
Basel | Basel -> BSL-IDC -> BSL-IDC CAB 4 | BSL-IDC CAB 4 | RU#14 | Panduit: CP16BL #7 |  | Panduit | Mini-Com | CP16BL | PAND755 |  |  |  | Oct 8 2014 12:33PM
Basel | Basel -> BSL-IDC -> BSL-IDC CAB 4 | BSL-IDC CAB 4 | RU#13 | Panduit: CPAF1BL #7 |  | Panduit | Angled Filler Panel | CPAF1BL | PAND231 |  |  |  | Oct 8 2014 12:33PM
Basel | Basel -> BSL-IDC -> BSL-IDC CAB 4 | BSL-IDC CAB 4 | RU#12 | Panduit: CP16BL #8 |  | Panduit | Mini-Com | CP16BL | PAND755 |  |  |  | Oct 8 2014 12:33PM
Basel | Basel -> BSL-IDC -> BSL-IDC CAB 4 | BSL-IDC CAB 4 | RU#06 | 19 Inch 1U Shelf |  | Generic Equipment Set | Shelf | 19 Inch 1U Shelf | GENR944 |  |  |  | Oct 8 2014 12:36PM
Basel | Basel -> BSL-IDC -> BSL-IDC CAB 4 | BSL-IDC CAB 4 | RU#01 | 19 Inch 1U Shelf |  | Generic Equipment Set | Shelf | 19 Inch 1U Shelf | GENR944 |  |  |  | Oct 8 2014 12:36PM
Basel | Basel -> BSL-IDC -> BSL-IDC CAB 4 -> 19 Inch 1U Shelf | 19 Inch 1U Shelf | InOutPlug#4 | Dell: Precision 650 #1 |  | Dell Computer | Precision | Precision 650 | DELL087 |  |  |  | Oct 8 2014 12:36PM
Basel | Basel -> BSL-IDC -> BSL-IDC CAB 4 -> 19 Inch 1U Shelf | 19 Inch 1U Shelf | InOutPlug#4 | Dell: OptiPlex GX240 MT #1 |  | Dell Computer | OptiPlex | OptiPlex GX240 MT | DELL257 |  |  |  | Oct 8 2014 12:36PM
Basel | Basel -> BSL-IDC -> BSL-IDC CAB 4 -> 19 Inch 1U Shelf | 19 Inch 1U Shelf | InOutPlug#1 | Optiplex GX240 MT |  | Dell Computer | OptiPlex | OptiPlex GX240 MT | DELL257 |  |  |  | Oct 8 2014 1:37PM
Basel | Basel -> BSL-IDC -> BSL-IDC CAB 5 | BSL-IDC CAB 5 | RU#42 | Panduit: CPAF1BL #1 |  | Panduit | Angled Filler Panel | CPAF1BL | PAND231 |  |  |  | Oct 8 2014 12:40PM
Basel | Basel -> BSL-IDC -> BSL-IDC CAB 5 | BSL-IDC CAB 5 | RU#40 | No Name Server |  | Hewlett-Packard | ProLiant | DL380 G3 | HP256 |  |  |  | Oct 8 2014 12:40PM
Basel | Basel -> BSL-IDC -> BSL-IDC CAB 5 | BSL-IDC CAB 5 | RU#37 | SANbslfs01 |  | NetApp | FAS Series | FAS250 | NATC039 |  |  |  | Oct 8 2014 12:40PM
Basel | Basel -> BSL-IDC -> BSL-IDC CAB 5 | BSL-IDC CAB 5 | RU#30 | Obelix |  | SUN Microsystems | Enterprise | E220R | SUN089 |  |  |  | Oct 8 2014 12:40PM
Basel | Basel -> BSL-IDC -> BSL-IDC CAB 5 | BSL-IDC CAB 5 | RU#29 | Panduit: CPAF1BL #2 |  | Panduit | Angled Filler Panel | CPAF1BL | PAND231 |  |  |  | Oct 8 2014 12:39PM
Basel | Basel -> BSL-IDC -> BSL-IDC CAB 5 | BSL-IDC CAB 5 | RU#27 | Dell: PowerEdge 2850 #1 |  | Dell Computer | PowerEdge | PowerEdge 2850 (Open View) | DELL464 |  |  |  | Oct 8 2014 12:39PM
Basel | Basel -> BSL-IDC -> BSL-IDC CAB 5 | BSL-IDC CAB 5 | RU#25 | Unix Server - Lentix |  | IBM | P-Series | p5-510 | IBMN275 |  |  |  | Oct 8 2014 12:39PM
Basel | Basel -> BSL-IDC -> BSL-IDC CAB 5 | BSL-IDC CAB 5 | RU#22 | Ignoramus |  | Dell Computer | PowerEdge | PowerEdge 850 (Open View) | DELL736 |  |  |  | Oct 8 2014 12:39PM
Basel | Basel -> BSL-IDC -> BSL-IDC CAB 5 | BSL-IDC CAB 5 | RU#20 | dubbelosix |  | Hewlett-Packard | HP 9000 | rp3410-2 | HP996 |  |  |  | Oct 8 2014 12:39PM
Basel | Basel -> BSL-IDC -> BSL-IDC CAB 5 | BSL-IDC CAB 5 | RU#16 | Unix Server – Eu-mail |  | SUN Microsystems | Enterprise | E220R | SUN089 |  |  |  | Oct 8 2014 12:39PM
Basel | Basel -> BSL-IDC -> BSL-IDC CAB 5 | BSL-IDC CAB 5 | RU#13 | 19 Inch 1U Shelf |  | Generic Equipment Set | Shelf | 19 Inch 1U Shelf | GENR944 |  |  |  | Oct 8 2014 12:40PM
Basel | Basel -> BSL-IDC -> BSL-IDC CAB 5 | BSL-IDC CAB 5 | RU#09 | 3 below are Agami Server |  | Compaq | ProLiant | DL580 | CMPQ737 |  |  |  | Oct 8 2014 12:39PM
Basel | Basel -> BSL-IDC -> BSL-IDC CAB 5 | BSL-IDC CAB 5 | RU#05 | bsflsagami01 |  | Compaq | ProLiant | DL580 | CMPQ737 |  |  |  | Oct 8 2014 12:39PM
Basel | Basel -> BSL-IDC -> BSL-IDC CAB 5 | BSL-IDC CAB 5 | RU#01 | bslfsagami02 |  | Compaq | ProLiant | DL580 | CMPQ737 |  |  |  | Oct 8 2014 12:39PM
Basel | Basel -> BSL-IDC -> BSL-IDC CAB 5 -> 19 Inch 1U Shelf | 19 Inch 1U Shelf | InOutPlug#4 | Codfix |  | Hewlett-Packard | HP 9000 | 712-100 | HEPD403 |  |  |  | Oct 8 2014 12:40PM
Basel | Basel -> BSL-IDC -> BSL-IDC CAB 6 | BSL-IDC CAB 6 | RU#30 | 19 Inch 1U Shelf |  | Generic Equipment Set | Shelf | 19 Inch 1U Shelf | GENR944 |  |  |  | Oct 8 2014 12:40PM
Basel | Basel -> BSL-IDC -> BSL-IDC CAB 6 | BSL-IDC CAB 6 | RU#20 | 19 Inch 1U Shelf |  | Generic Equipment Set | Shelf | 19 Inch 1U Shelf | GENR944 |  |  |  | Oct 8 2014 12:40PM
Basel | Basel -> BSL-IDC -> BSL-IDC CAB 6 | BSL-IDC CAB 6 | RU#10 | 19 Inch 1U Shelf |  | Generic Equipment Set | Shelf | 19 Inch 1U Shelf | GENR944 |  |  |  | Oct 8 2014 12:40PM
Basel | Basel -> BSL-IDC -> BSL-IDC CAB 6 | BSL-IDC CAB 6 | RU#01 | 19 Inch 1U Shelf |  | Generic Equipment Set | Shelf | 19 Inch 1U Shelf | GENR944 |  |  |  | Oct 8 2014 12:40PM
Basel | Basel -> BSL-IDC -> BSL-IDC CAB 6 -> 19 Inch 1U Shelf | 19 Inch 1U Shelf | InOutPlug#4 | Spartacus |  | Dell Computer | OptiPlex | OptiPlex GX620 USFF (Vertical) | DELL729 |  |  |  | Oct 8 2014 12:40PM
Basel | Basel -> BSL-IDC -> BSL-IDC CAB 6 -> 19 Inch 1U Shelf | 19 Inch 1U Shelf | InOutPlug#4 | Cluster01-n3 |  | Dell Computer | OptiPlex | OptiPlex GX280 MT (Vertical) | DELL682 |  |  |  | Oct 8 2014 12:40PM
Basel | Basel -> BSL-IDC -> BSL-IDC CAB 6 -> 19 Inch 1U Shelf | 19 Inch 1U Shelf | InOutPlug#4 | Cluster01-n2 |  | Dell Computer | OptiPlex | OptiPlex GX280 MT (Vertical) | DELL682 |  |  |  | Oct 8 2014 12:40PM
Basel | Basel -> BSL-IDC -> BSL-IDC CAB 6 -> 19 Inch 1U Shelf | 19 Inch 1U Shelf | InOutPlug#4 | Cluster01-n1 |  | Dell Computer | OptiPlex | OptiPlex GX280 MT (Vertical) | DELL682 |  |  |  | Oct 8 2014 12:40PM
Basel | Basel -> BSL-IDC -> BSL-IDC CAB 7 | BSL-IDC CAB 7 | RU#10 | 19 Inch 1U Shelf |  | Generic Equipment Set | Shelf | 19 Inch 1U Shelf | GENR944 |  |  |  | Oct 8 2014 12:40PM
Basel | Basel -> BSL-IDC -> BSL-IDC CAB 7 | BSL-IDC CAB 7 | RU#01 | 19 Inch 1U Shelf |  | Generic Equipment Set | Shelf | 19 Inch 1U Shelf | GENR944 |  |  |  | Oct 8 2014 12:40PM
Basel | Basel -> BSL-IDC -> BSL-IDC CAB 7 -> 19 Inch 1U Shelf [0RU] | 19 Inch 1U Shelf | InOutPlug#4 | 19 Inch 1U Shelf |  | Generic Equipment Set | Shelf | 19 Inch 1U Shelf | GENR944 |  |  |  | Oct 8 2014 12:40PM
Basel | Basel -> BSL-IDC -> BSL-IDC CAB 7 -> 19 Inch 1U Shelf [0RU] | 19 Inch 1U Shelf | InOutPlug#4 | Ceasar |  | Dell Computer | PowerEdge | PowerEdge 840 | DELL902 |  |  |  | Oct 8 2014 12:40PM
Basel | Basel -> BSL-IDC -> BSL-IDC CAB 7 -> 19 Inch 1U Shelf [0RU] | 19 Inch 1U Shelf | InOutPlug#1 | amnesix |  | Dell Computer | OptiPlex | OptiPlex GX270 MT | DELL325 |  |  |  | Oct 8 2014 1:17PM
Basel | Basel -> BSL-IDC -> BSL-IDC CAB 8 | BSL-IDC CAB 8 | RU#42 | Panduit: CPAF1BL #2 |  | Panduit | Angled Filler Panel | CPAF1BL | PAND231 |  |  |  | Oct 8 2014 12:41PM
Basel | Basel -> BSL-IDC -> BSL-IDC CAB 8 | BSL-IDC CAB 8 | RU#33 | Panduit: CPAF1BL #1 |  | Panduit | Angled Filler Panel | CPAF1BL | PAND231 |  |  |  | Oct 8 2014 12:41PM
Basel | Basel -> BSL-IDC -> BSL-IDC CAB 8 | BSL-IDC CAB 8 | RU#21 | 19 Inch 1U Shelf |  | Generic Equipment Set | Shelf | 19 Inch 1U Shelf | GENR944 |  |  |  | Oct 8 2014 12:41PM
Basel | Basel -> BSL-IDC -> BSL-IDC CAB 8 | BSL-IDC CAB 8 | RU#16 | ByPAss1 |  | APC | Symmetra | SYPM10KF | APC915 |  |  |  | Oct 8 2014 12:41PM
Basel | Basel -> BSL-IDC -> BSL-IDC CAB 8 | BSL-IDC CAB 8 | RU#13 | SURT8000XL Batteries1 |  | APC | Smart-UPS | SURT6000XLT | APCC386 |  |  |  | Oct 8 2014 12:41PM
Basel | Basel -> BSL-IDC -> BSL-IDC CAB 8 | BSL-IDC CAB 8 | RU#10 | SURT8000XL1 |  | APC | Smart-UPS | SURT6000XLT | APCC386 |  |  |  | Oct 8 2014 12:41PM
Basel | Basel -> BSL-IDC -> BSL-IDC CAB 8 | BSL-IDC CAB 8 | RU#07 | Bypass2 |  | APC | Symmetra | SYPM10KF | APC915 |  |  |  | Oct 8 2014 12:41PM
Basel | Basel -> BSL-IDC -> BSL-IDC CAB 8 | BSL-IDC CAB 8 | RU#04 | SURT8000XL2 |  | APC | Smart-UPS | SURT6000XLT | APCC386 |  |  |  | Oct 8 2014 12:41PM
Basel | Basel -> BSL-IDC -> BSL-IDC CAB 8 | BSL-IDC CAB 8 | RU#01 | SURT8000XL Batteries2 |  | APC | Smart-UPS | SURT6000XLT | APCC386 |  |  |  | Oct 8 2014 12:41PM
Basel | Basel -> BSL-IDC -> BSL-IDC CAB 8 -> 19 Inch 1U Shelf | 19 Inch 1U Shelf | InOutPlug#5 | Dell: OptiPlex GX270 MT #1 |  | Dell Computer | OptiPlex | OptiPlex GX270 MT | DELL325 |  |  |  | Oct 8 2014 12:41PM
Basel | Basel -> BSL-IDC -> BSL-IDC CAB 8 -> 19 Inch 1U Shelf | 19 Inch 1U Shelf | InOutPlug#2 | Dell: OptiPlex GX270 MT #2 |  | Dell Computer | OptiPlex | OptiPlex GX270 MT | DELL325 |  |  |  | Oct 8 2014 12:41PM
Beijing Sales Office | Beijing Sales Office -> BSI SM IDC -> BSI SM IDC Cab 1 | BSI SM IDC Cab 1 | RU#35 | Beiijng-w2k |  | Hewlett-Packard | ProLiant | DL380 G4 | HEPA156 |  |  |  | Nov 11 2014 1:44PM
Beijing Sales Office | Beijing Sales Office -> BSI SM IDC -> BSI SM IDC Cab 1 | BSI SM IDC Cab 1 | RU#28 | KVM-Beijing |  | Raritan Computer | Dominion KX | KX116 Rackmount | RCI139 |  |  |  | Nov 11 2014 1:44PM
Beijing Sales Office | Beijing Sales Office -> BSI SM IDC -> BSI SM IDC Cab 1 | BSI SM IDC Cab 1 | RU#01 | Beijing-ups1 |  | APC | Smart-UPS | SURT5000RMXLI | APCC124 |  |  |  | Nov 11 2014 1:44PM
Brussels | Brussels -> BRU-IDC -> BRU-IDC Cab 1 | BRU-IDC Cab 1 | RU#39 | brussels-raritan |  | Raritan Computer | Dominion KX | KX232 Rackmount | RCI142 | AE10800015 |  |  | Oct 9 2014 3:16PM
Brussels | Brussels -> BRU-IDC -> BRU-IDC Cab 1 | BRU-IDC Cab 1 | RU#24 | KMM |  | APC | Rack LCD Monitor Keyboard Mouse | AP5015 - Closed View | APC310 |  |  |  | Oct 9 2014 3:16PM
Brussels | Brussels -> BRU-IDC -> BRU-IDC Cab 1 | BRU-IDC Cab 1 | RU#21 | Telco_Equipment |  | Schroff | CCS | CCS20 2U | SCRF002 |  |  |  | Apr 28 2016 7:05AM
Brussels | Brussels -> BRU-IDC -> BRU-IDC Cab 1 | BRU-IDC Cab 1 | RU#19 | Telco_Equipment2 |  | Nokia Siemens Networks | Atrica | A-2200 | NOSE022 |  |  |  | Apr 28 2016 7:05AM
Brussels | Brussels -> BRU-IDC -> BRU-IDC Cab 1 | BRU-IDC Cab 1 | RU#14 | Fiber_Tray |  | Panduit | OptiCom | FCE1 (Closed View) | PAND994 |  |  |  | Apr 28 2016 7:05AM
Brussels | Brussels -> BRU-IDC -> BRU-IDC Cab 1 | BRU-IDC Cab 1 | RU#09 | brsswaas-01 |  | Cisco Systems | Wide Area Application Virtualization Engine | WAVE-594-K9 | CSCY915 | FCH1623V172 |  |  | Apr 28 2016 7:05AM
Brussels | Brussels -> BRU-IDC -> BRU-IDC Cab 1 | BRU-IDC Cab 1 | RU#06 | brudemo01 |  | Hewlett-Packard | ProLiant | DL320 G4 | HEPA632 | GBJG1103FT |  |  | Oct 9 2014 3:16PM
Brussels | Brussels -> BRU-IDC -> BRU-IDC Cab 1 | BRU-IDC Cab 1 | RU#04 | bruadovm01 |  | Hewlett-Packard | ProLiant | DL380 G7-SFF | HEPK280 | CZ2041G440 |  | 10.131.16.14 | Oct 9 2014 3:16PM
Brussels | Brussels -> BRU-IDC -> BRU-IDC Cab 1 | BRU-IDC Cab 1 | RU#01 | ups-brussels |  | APC | Accessory | SRT5KRMXLI | APCV103 | QS1542370845 |  |  | Apr 28 2016 7:05AM
Brussels | Brussels -> BRU-IDC -> BRU-IDC Cab 1 | BRU-IDC Cab 1 | InOutPlug#1 | bru-pdu-1 |  | Raritan Computer | Dominion PX II | PX2-2488C | RCI830 | QNU6160002 |  |  | Apr 28 2016 7:05AM
Brussels | Brussels -> BRU-IDC -> BRU-IDC Rack 2 | BRU-IDC Rack 2 | RU#12 | brussels-wan |  | Cisco Systems | Cisco 3900 | Cisco3945/K9 | CISY860 | FGL153211PW |  |  | Apr 28 2016 7:05AM
Brussels | Brussels -> BRU-IDC -> BRU-IDC Rack 2 | BRU-IDC Rack 2 | RU#09 | bru-pdu-3 |  | Raritan Computer | Dominion PX II | PX2-2180R | RCI346 | PGP5B60073 |  |  | Apr 28 2016 7:05AM
Brussels | Brussels -> BRU-IDC -> BRU-IDC Rack 3 | BRU-IDC Rack 3 | RU#25 | brussels-cra |  | Cisco Systems | Catalyst 3750 | WS-C3750G-48TS-E | CICO629 | FOC0941U2WI |  |  | Apr 28 2016 7:05AM
Brussels | Brussels -> BRU-IDC -> BRU-IDC Rack 3 | BRU-IDC Rack 3 | RU#20 | brussels-crb |  | Cisco Systems | Catalyst 3750 | WS-C3750G-48TS-E | CICO629 | FOC0941U2UH |  |  | Apr 28 2016 7:05AM
Brussels | Brussels -> BRU-IDC -> BRU-IDC Rack 3 | BRU-IDC Rack 3 | RU#12 | brussels-swc |  | Cisco Systems | Catalyst 3750 | WS-C3750G-48TS-E | CICO629 | FOC1418Y2KE |  |  | Apr 28 2016 7:05AM
Brussels | Brussels -> BRU-IDC -> BRU-IDC Rack 3 | BRU-IDC Rack 3 | RU#04 | bru-pdu-2 |  | Raritan Computer | Dominion PX II | PX2-2190CR | RCI819 | AD20950063 |  |  | Apr 28 2016 7:05AM
Bucharest | Bucharest -> BUC-IDC -> BUC-IDC CAB A | BUC-IDC CAB A | RU#15 | Cisco WAE 7300 (WAAS)1 |  | Cisco Systems | WAE Series | WAE-7326-K9 | CICO354 |  |  |  | Oct 9 2014 4:16PM
Bucharest | Bucharest -> BUC-IDC -> BUC-IDC CAB A | BUC-IDC CAB A | RU#13 | Cisco WAE 7300 (WAAS)2 |  | Cisco Systems | WAE Series | WAE-7326-K9 | CICO354 |  |  |  | Oct 9 2014 4:16PM
Bucharest | Bucharest -> BUC-IDC -> BUC-IDC CAB B | BUC-IDC CAB B | RU#42 | Brocade Communications: 200E #1 |  | Brocade Communications Systems | SilkWorm | Silkworm 200E | BROC032 |  |  |  | Oct 9 2014 4:17PM
Bucharest | Bucharest -> BUC-IDC -> BUC-IDC CAB B | BUC-IDC CAB B | RU#41 | Brocade Communications: 200E #2 |  | Brocade Communications Systems | SilkWorm | Silkworm 200E | BROC032 |  |  |  | Oct 9 2014 4:17PM
Bucharest | Bucharest -> BUC-IDC -> BUC-IDC CAB B | BUC-IDC CAB B | RU#23 | Buc-perforce |  | SUN Microsystems | Sun Fire | X4600 | SUN378 |  |  |  | Oct 9 2014 4:17PM
Bucharest | Bucharest -> BUC-IDC -> BUC-IDC CAB B | BUC-IDC CAB B | RU#22 | Bucadofs01 |  | Hewlett-Packard | ProLiant | DL360 G5 | HEPK759 |  |  | 10.131.224.55 | Oct 9 2014 4:55PM
Bucharest | Bucharest -> BUC-IDC -> BUC-IDC CAB B | BUC-IDC CAB B | RU#15 | Hitachi Storage System (Model ?) |  | Hitachi Data Systems | Thunder 9500V Series | 9530V | HDS104 |  |  |  | Oct 9 2014 4:16PM
Bucharest | Bucharest -> BUC-IDC -> BUC-IDC CAB B | BUC-IDC CAB B | RU#12 | Hitachi Storage System (Model ?) |  | Hitachi Data Systems | Thunder 9500V Series | 9530V | HDS104 |  |  |  | Oct 9 2014 4:16PM
Bucharest | Bucharest -> BUC-IDC -> BUC-IDC CAB C | BUC-IDC CAB C | RU#42 | Kvm-bucharest |  | Raritan Computer | Dominion KX | KX232 Rackmount | RCI142 |  |  |  | Oct 9 2014 4:17PM
Bucharest | Bucharest -> BUC-IDC -> BUC-IDC CAB D | BUC-IDC CAB D | RU#30 | Shelf |  | APC | NetShelter | AR8105BLK | APC077 |  |  |  | Oct 9 2014 4:17PM
Bucharest | Bucharest -> BUC-IDC -> BUC-IDC CAB D | BUC-IDC CAB D | RU#25 | Bucc01 |  | Hewlett-Packard | ProLiant | DL360 G5 | HEPK759 | USM7240522 |  | 10.131.224.86 | Oct 9 2014 5:02PM
Bucharest | Bucharest -> BUC-IDC -> BUC-IDC CAB D | BUC-IDC CAB D | RU#22 | DD530 |  | Data Domain | Appliance Series | DD530 | DADN013 | 7FP5328021 |  | 10.131.224.88 | Oct 9 2014 5:06PM
Bucharest | Bucharest -> BUC-IDC -> BUC-IDC CAB D -> Shelf | Shelf | InOutPlug#4 | Dell: Dimension 4500 #1 |  | Dell Computer | Dimension | Dimension 4500 | DELL149 |  |  |  | Oct 9 2014 4:17PM
Bucharest | Bucharest -> BUC-IDC -> BUC-IDC Rack 1 | BUC-IDC Rack 1 | RU#44 | 48 way Patch Panel |  | Panduit | Mini-Com | CPP48FMWBLY | PAND759 |  |  |  | Oct 9 2014 4:20PM
Bucharest | Bucharest -> BUC-IDC -> BUC-IDC Rack 1 | BUC-IDC Rack 1 | RU#42 | Panduit: CPPL48M6BL #1 |  | Panduit | Mini-Com | CPPL48M6BLY | PAND767 |  |  |  | Oct 9 2014 4:20PM
Bucharest | Bucharest -> BUC-IDC -> BUC-IDC Rack 1 | BUC-IDC Rack 1 | RU#39 | Panduit: WMPH3 #3 |  | Panduit | PatchLink | WMPH3 | PAND717 |  |  |  | Oct 9 2014 4:19PM
Bucharest | Bucharest -> BUC-IDC -> BUC-IDC Rack 1 | BUC-IDC Rack 1 | RU#36 | Panduit: WMPH3 #2 |  | Panduit | PatchLink | WMPH3 | PAND717 |  |  |  | Oct 9 2014 4:19PM
Bucharest | Bucharest -> BUC-IDC -> BUC-IDC Rack 1 | BUC-IDC Rack 1 | RU#33 | 2 U cable Manager |  | Panduit | PatchLink | WMPH3 | PAND717 |  |  |  | Oct 9 2014 4:19PM
Bucharest | Bucharest -> BUC-IDC -> BUC-IDC Rack 1 | BUC-IDC Rack 1 | RU#31 | Panduit: CPPL48M6BL #3 |  | Panduit | Mini-Com | CPPL48M6BLY | PAND767 |  |  |  | Oct 9 2014 4:19PM
Bucharest | Bucharest -> BUC-IDC -> BUC-IDC Rack 1 | BUC-IDC Rack 1 | RU#29 | Panduit: CPPL48M6BL #2 |  | Panduit | Mini-Com | CPPL48M6BLY | PAND767 |  |  |  | Oct 9 2014 4:18PM
Copenhagen | Copenhagen -> CPH-IDC -> CPH-IDC CAB 1 | CPH-IDC CAB 1 | RU#25 | Raritan Computer: Dominion KSX 880 #1 |  | Raritan Computer | Dominion KSX | Dominion KSX 880 | RCI010 |  |  |  | Oct 9 2014 6:09PM
Copenhagen | Copenhagen -> CPH-IDC -> CPH-IDC CAB 1 | CPH-IDC CAB 1 | RU#23 | Panduit: CP48BL #1 |  | Panduit | Mini-Com | CP48BL | PAND394 |  |  |  | Oct 9 2014 6:08PM
Copenhagen | Copenhagen -> CPH-IDC -> CPH-IDC CAB 1 | CPH-IDC CAB 1 | RU#15 | copadovm01 |  | Hewlett-Packard | ProLiant | DL380 G7-SFF | HEPK280 | CZ2047JB1N |  | 10.131.176.54 | Oct 9 2014 6:08PM
Copenhagen | Copenhagen -> CPH-IDC -> CPH-IDC CAB 1 | CPH-IDC CAB 1 | RU#13 | Cisco Wireless Controller |  | Cisco Systems | Cisco 4400 | AIR-WLC4404-100-K9 | CICO111 |  |  |  | Oct 9 2014 6:08PM
Copenhagen | Copenhagen -> CPH-IDC -> CPH-IDC CAB 1 | CPH-IDC CAB 1 | RU#10 | NetOps Storage Array |  | Hewlett-Packard | StorageWorks | AF728A | HEPD343 |  |  |  | Oct 9 2014 6:08PM
Copenhagen | Copenhagen -> CPH-IDC -> CPH-IDC CAB 1 | CPH-IDC CAB 1 | RU#08 | NetOps Server #2 |  | Panduit | Mini-Com | CP48BL | PAND394 |  |  |  | Oct 9 2014 6:08PM
Copenhagen | Copenhagen -> CPH-IDC -> CPH-IDC CAB 1 | CPH-IDC CAB 1 | RU#05 | NetOps Server |  | IBM | xSeries | xSeries 345 | IBMN024 |  |  |  | Oct 9 2014 6:07PM
Copenhagen | Copenhagen -> CPH-IDC -> CPH-IDC CAB 1 | CPH-IDC CAB 1 | RU#03 | copnvr |  | Hewlett-Packard | ProLiant | DL380 G6 - SFF | HEPD897 | CZ20091MGR |  |  | Oct 9 2014 6:07PM
Copenhagen | Copenhagen -> CPH-IDC -> CPH-IDC CAB 1 | CPH-IDC CAB 1 | RU#02 | Raritan PDU 1 |  | Raritan Computer | Dominion PX | DPCR8A-20L6 | RCI195 |  |  |  | Oct 9 2014 6:07PM
Copenhagen | Copenhagen -> CPH-IDC -> CPH-IDC CAB 1 | CPH-IDC CAB 1 | RU#01 | Raritan PDU 2 |  | Raritan Computer | Dominion PX | DPCR8A-20L6 | RCI195 |  |  |  | Oct 9 2014 6:07PM
Copenhagen | Copenhagen -> CPH-IDC -> CPH-IDC Rack 1 | CPH-IDC Rack 1 | RU#42 | Panduit: CP48BL #4 |  | Panduit | Mini-Com | CP48BL | PAND394 |  |  |  | Oct 9 2014 6:13PM
Copenhagen | Copenhagen -> CPH-IDC -> CPH-IDC Rack 1 | CPH-IDC Rack 1 | RU#40 | Panduit: CP48BL #5 |  | Panduit | Mini-Com | CP48BL | PAND394 |  |  |  | Oct 9 2014 6:13PM
Copenhagen | Copenhagen -> CPH-IDC -> CPH-IDC Rack 1 | CPH-IDC Rack 1 | RU#36 | Panduit: CP48BL #6 |  | Panduit | Mini-Com | CP48BL | PAND394 |  |  |  | Oct 9 2014 6:12PM
Copenhagen | Copenhagen -> CPH-IDC -> CPH-IDC Rack 1 | CPH-IDC Rack 1 | RU#34 | Panduit: CP48BL #7 |  | Panduit | Mini-Com | CP48BL | PAND394 |  |  |  | Oct 9 2014 6:12PM
Copenhagen | Copenhagen -> CPH-IDC -> CPH-IDC Rack 1 | CPH-IDC Rack 1 | RU#31 | Panduit: CP48BL #8 |  | Panduit | Mini-Com | CP48BL | PAND394 |  |  |  | Oct 9 2014 6:11PM
Copenhagen | Copenhagen -> CPH-IDC -> CPH-IDC Rack 1 | CPH-IDC Rack 1 | RU#29 | Panduit: CP48BL #9 |  | Panduit | Mini-Com | CP48BL | PAND394 |  |  |  | Oct 9 2014 6:11PM
Copenhagen | Copenhagen -> CPH-IDC -> CPH-IDC Rack 1 | CPH-IDC Rack 1 | RU#26 | Panduit: CP48BL #10 |  | Panduit | Mini-Com | CP48BL | PAND394 |  |  |  | Oct 9 2014 6:11PM
Copenhagen | Copenhagen -> CPH-IDC -> CPH-IDC Rack 1 | CPH-IDC Rack 1 | RU#22 | Panduit: CP48BL #3 |  | Panduit | Mini-Com | CP48BL | PAND394 |  |  |  | Oct 9 2014 6:10PM
Copenhagen | Copenhagen -> CPH-IDC -> CPH-IDC Rack 1 | CPH-IDC Rack 1 | RU#20 | Panduit: CP48BL #2 |  | Panduit | Mini-Com | CP48BL | PAND394 |  |  |  | Oct 9 2014 6:10PM
Copenhagen | Copenhagen -> CPH-IDC -> CPH-IDC Rack 1 | CPH-IDC Rack 1 | RU#18 | Panduit: CP48BL #1 |  | Panduit | Mini-Com | CP48BL | PAND394 |  |  |  | Oct 9 2014 6:09PM
Copenhagen | Copenhagen -> CPH-IDC -> CPH-IDC Rack 1 | CPH-IDC Rack 1 | RU#16 | Cisco: Catalyst 3560G-48PS #3 |  | Cisco Systems | Catalyst 3560 | WS-C3560G-48PS-S | CISO447 |  |  |  | Oct 9 2014 6:09PM
Copenhagen | Copenhagen -> CPH-IDC -> CPH-IDC Rack 1 | CPH-IDC Rack 1 | RU#14 | Cisco: Catalyst 3560G-48PS #2 |  | Cisco Systems | Catalyst 3560 | WS-C3560G-48PS-S | CISO447 |  |  |  | Oct 9 2014 6:09PM
Copenhagen | Copenhagen -> CPH-IDC -> CPH-IDC Rack 1 | CPH-IDC Rack 1 | RU#12 | Cisco: Catalyst 3560G-48PS #1 |  | Cisco Systems | Catalyst 3560 | WS-C3560G-48PS-S | CISO447 |  |  |  | Oct 9 2014 6:09PM
Copenhagen | Copenhagen -> CPH-IDC -> CPH-IDC Rack 1 | CPH-IDC Rack 1 | RU#09 | Copenhagen-wan |  | Cisco Systems | Cisco 3800 | CISCO3845 | CISO580 |  |  |  | Oct 9 2014 6:09PM
Copenhagen | Copenhagen -> CPH-IDC -> CPH-IDC Rack 1 | CPH-IDC Rack 1 | RU#05 | Alcatel-Lucent: Series 800 #1 |  | Alcatel | 1100 QIK | Series 800 | ALCA098 |  |  |  | Oct 9 2014 6:09PM
Copenhagen | Copenhagen -> CPH-IDC -> CPH-IDC Rack 1 | CPH-IDC Rack 1 | RU#03 | PDU 1 |  | Raritan Computer | Dominion PX | DPCR8A-20L6 | RCI195 |  |  |  | Oct 9 2014 6:09PM
Copenhagen | Copenhagen -> CPH-IDC -> CPH-IDC Rack 1 | CPH-IDC Rack 1 | RU#02 | PDU 2 |  | Raritan Computer | Dominion PX | DPCR8A-20L6 | RCI195 |  |  |  | Oct 9 2014 6:09PM
DFW CenturyLink | DFW CenturyLink -> ZZDL1 Cage AA12 -> 3000 | 3000 |  | DA1VSP01 |  | Hitachi Data Systems | Virtual Storage Series | VSP | HDS202 |  |  | 10.116.4.153 | Apr 7 2014 4:43PM
DFW CenturyLink | DFW CenturyLink -> ZZDL1 Cage AA12 -> 3000 -> 3001 | 3001 | RU#45 | Ortronics: Circuit Panel (ATT, XO, EQ) |  | Ortronics | ORMMAC | OR-615MMC-18P-00 | ORT679 |  |  |  | Apr 7 2014 4:38PM
DFW CenturyLink | DFW CenturyLink -> ZZDL1 Cage AA12 -> 3000 -> 3001 | 3001 | RU#39 | DFWSAV-WEBFW1 |  | NetScreen Technologies | NetScreen-5000 Series | NetScreen-5400 | NSTI016 | comxn00bra | [no asset number visible on device] | 10.116.4.5 | Apr 7 2014 4:38PM
DFW CenturyLink | DFW CenturyLink -> ZZDL1 Cage AA12 -> 3000 -> 3001 | 3001 | RU#37 | DA1LTM001 |  | F5 Networks | BIG-IP | BIG-IP 8900 | F5LA048 | F5-CKAB-ZWSP | [no asset number visible on device] | 10.116.4.61 | Apr 7 2014 4:38PM
DFW CenturyLink | DFW CenturyLink -> ZZDL1 Cage AA12 -> 3000 -> 3001 | 3001 | RU#35 | DA1LTM002 |  | F5 Networks | BIG-IP | BIG-IP 8900 | F5LA048 | F5-DROX-KIBJ | [no asset number visible on device] | 10.116.4.62 | Apr 7 2014 4:38PM
DFW CenturyLink | DFW CenturyLink -> ZZDL1 Cage AA12 -> 3000 -> 3001 | 3001 | RU#34 | ASA-DALLAS-NAT64 |  | Cisco Systems | ASA 5500 | ASA 5520 | CICO119 |  |  |  | May 8 2014 4:36PM
DFW CenturyLink | DFW CenturyLink -> ZZDL1 Cage AA12 -> 3000 -> 3001 | 3001 | RU#30 | DFWSAV-WEBADMINFW3 |  | NetScreen Technologies | NetScreen-5000 Series | NetScreen-5200 | NSTI015 | N/A [no serial number visible on device] | N/A | 10.116.1.3 | Apr 7 2014 4:38PM
DFW CenturyLink | DFW CenturyLink -> ZZDL1 Cage AA12 -> 3000 -> 3001 | 3001 | RU#27 | DFWSAV-WEBFW3 |  | Juniper Networks | NetScreen | NS-ISG-2000-DC | JUNP112 | 79012006000027 | N/A | 10.116.4.9 | Apr 7 2014 4:38PM
DFW CenturyLink | DFW CenturyLink -> ZZDL1 Cage AA12 -> 3000 -> 3001 | 3001 | RU#14 | DFWSAV-WAN-OLD-DECOMM-EWASTE |  | Cisco Systems | Catalyst 6500 | WS-C6506 | CSCA204 | SAL13516P7L | [no asset number visible on device] | 10.254.0.20 | Apr 7 2014 4:38PM
DFW CenturyLink | DFW CenturyLink -> ZZDL1 Cage AA12 -> 3000 -> 3001 | 3001 | RU#13 | dfwsav-wedge-vss-1 |  | Cisco Systems | Catalyst 4500-X | WS-C4500X-32SFP+ | CISC048 | jae193506x8 |  |  | Mar 15 2016 4:56PM
DFW CenturyLink | DFW CenturyLink -> ZZDL1 Cage AA12 -> 3000 -> 3001 | 3001 | RU#09 | DFWSAV-WAN |  | Cisco Systems | ASR 1000 Series | ASR1004 | CISO871 | fox1626gbf2 |  |  | Jun 13 2016 2:11PM
DFW CenturyLink | DFW CenturyLink -> ZZDL1 Cage AA12 -> 3000 -> 3001 | 3001 | InOutPlug#2 | DFWSAV-3001PDUA |  | Raritan Computer | Dominion PX | PX-5652 | RCI207 | ADB0250043 | N/A | 10.116.4.201 | Apr 7 2014 4:37PM
DFW CenturyLink | DFW CenturyLink -> ZZDL1 Cage AA12 -> 3000 -> 3001 | 3001 | InOutPlug#1 | DFWSAV-3001-PDUB |  | Raritan Computer | Dominion PX | PX-5652 | RCI207 | ADB0250031 | N/A | 10.116.4.202 | Apr 7 2014 4:37PM
DFW CenturyLink | DFW CenturyLink -> ZZDL1 Cage AA12 -> 3000 -> 3002 | 3002 | RU#50 | DFWSAV-INET64 |  | Cisco Systems | ASR 1000 Series | ASR 1002-F | CSCY105 | COUCAK5CAA |  |  | Dec 3 2014 10:33AM
DFW CenturyLink | DFW CenturyLink -> ZZDL1 Cage AA12 -> 3000 -> 3002 | 3002 | RU#45 | DFWSAV-WEBADMINFW1 |  | NetScreen Technologies | NetScreen-5000 Series | NetScreen-5400 | NSTI016 | AB0310AA0047 | N/A | 10.116.6.3 | Apr 7 2014 4:39PM
DFW CenturyLink | DFW CenturyLink -> ZZDL1 Cage AA12 -> 3000 -> 3002 | 3002 | RU#44 | DA1LTM005 |  | F5 Networks | BIG-IP | BIG-IP 3600 | F5LA208 | F5-ekib-mjyb | N/A | 10.116.4.65 | Apr 7 2014 4:40PM
DFW CenturyLink | DFW CenturyLink -> ZZDL1 Cage AA12 -> 3000 -> 3002 | 3002 | RU#43 | DA1LTM006 |  | F5 Networks | BIG-IP | BIG-IP 3600 | F5LA208 | F5-kjgu-oxgk |  | 10.116.4.66 | Apr 7 2014 4:40PM
DFW CenturyLink | DFW CenturyLink -> ZZDL1 Cage AA12 -> 3000 -> 3002 | 3002 | RU#42 | DA1LTM007 |  | F5 Networks | BIG-IP | BIG-IP 3600 | F5LA208 | F5-DSIH-SUMI |  | 10.116.4.133 | Apr 7 2014 4:40PM
DFW CenturyLink | DFW CenturyLink -> ZZDL1 Cage AA12 -> 3000 -> 3002 | 3002 | RU#41 | DA1LTM008 |  | F5 Networks | BIG-IP | BIG-IP 3600 | F5LA208 | F5-HTNT-FPFZ |  | 10.116.4.134 | Apr 7 2014 4:40PM
DFW CenturyLink | DFW CenturyLink -> ZZDL1 Cage AA12 -> 3000 -> 3002 | 3002 | RU#24 | DFWSAV-ICOCSA |  | Cisco Systems | Catalyst 6500 | WS-C6509-2 | CICO323 | SMG1412N0CF | [no asset number visible on device] | 10.116.6.11 | Apr 7 2014 4:39PM
DFW CenturyLink | DFW CenturyLink -> ZZDL1 Cage AA12 -> 3000 -> 3002 | 3002 | RU#05 | DFWSAV-DMZCSA |  | Cisco Systems | Catalyst 6500 | WS-C6506 | CSCA204 | SMG1405N030 | [no asset number visible on device] | 10.116.4.11 | Apr 7 2014 4:39PM
DFW CenturyLink | DFW CenturyLink -> ZZDL1 Cage AA12 -> 3000 -> 3002 | 3002 | InOutPlug#2 | DFWSAV-3002PDUA |  | Raritan Computer | Dominion PX | PX-5652 | RCI207 | ADB0250003 | N/A | 10.116.4.203 | Apr 7 2014 4:38PM
DFW CenturyLink | DFW CenturyLink -> ZZDL1 Cage AA12 -> 3000 -> 3002 | 3002 | InOutPlug#1 | DFWSAV-3002PDUB |  | Raritan Computer | Dominion PX | PX-5652 | RCI207 | ADB0250021 | N/A | 10.116.4.204 | Apr 7 2014 4:38PM
DFW CenturyLink | DFW CenturyLink -> ZZDL1 Cage AA12 -> 3000 -> 3003 | 3003 | RU#49 | DFWSAV-3003ADMSA |  | Cisco Systems | Catalyst 2960 | WS-C2960-48TT-L | CICO363 | FOC1404X4MS |  | 10.116.4.23 | Apr 7 2014 4:41PM
DFW CenturyLink | DFW CenturyLink -> ZZDL1 Cage AA12 -> 3000 -> 3003 | 3003 | RU#48 | CONDALLAS1 |  | Raritan Computer | Dominion SX | DSX48 | RCI111 | WAI4300026 |  |  | Dec 3 2014 11:21AM
DFW CenturyLink | DFW CenturyLink -> ZZDL1 Cage AA12 -> 3000 -> 3003 | 3003 | RU#45 | DFWSAV-3003OBMS |  | Cisco Systems | Catalyst 4900 | WS-C4948-S | CICO626 |  |  |  | Dec 3 2014 11:21AM
DFW CenturyLink | DFW CenturyLink -> ZZDL1 Cage AA12 -> 3000 -> 3003 | 3003 | RU#29 | DA1BF1001 |  | McData | Intrepid | Intrepid 6064 | MCDA020 | ANN0650E01K | [no asset number visible on device] | 10.116.6.55 | Apr 7 2014 4:41PM
DFW CenturyLink | DFW CenturyLink -> ZZDL1 Cage AA12 -> 3000 -> 3003 | 3003 | RU#16 | DA1BF2001 |  | McData | Intrepid | Intrepid 6064 | MCDA020 | ANN0650E01X | [no asset number visible on device] | 10.116.6.56 | Apr 7 2014 4:41PM
DFW CenturyLink | DFW CenturyLink -> ZZDL1 Cage AA12 -> 3000 -> 3003 | 3003 | RU#14 | DA1BF1R01 |  | Brocade Communications Systems | SAN Extension and Routing | 7800 | BROC171 | ASS2530F003 |  |  | Apr 7 2014 4:42PM
DFW CenturyLink | DFW CenturyLink -> ZZDL1 Cage AA12 -> 3000 -> 3003 | 3003 | RU#13 | DA1BF2R01 |  | Brocade Communications Systems | SAN Extension and Routing | 7800 | BROC171 | ASS2517G009 |  |  | Apr 7 2014 4:41PM
DFW CenturyLink | DFW CenturyLink -> ZZDL1 Cage AA12 -> 3000 -> 3003 | 3003 | InOutPlug#2 | DFWSAV-3003PDUA |  | Raritan Computer | Dominion PX | PX-5652 | RCI207 | PXR0350023 | N/A | 10.116.4.205 | Apr 7 2014 4:40PM
DFW CenturyLink | DFW CenturyLink -> ZZDL1 Cage AA12 -> 3000 -> 3003 | 3003 | InOutPlug#1 | DFWSAV-3003PDUB |  | Raritan Computer | Dominion PX | PX-5652 | RCI207 | PXR035001 0 | N/A | 10.116.4.206 | Apr 7 2014 4:40PM
DFW CenturyLink | DFW CenturyLink -> ZZDL1 Cage AA12 -> 3000 -> 3004 | 3004 | RU#38 | Shelf 18 |  | Hitachi Data Systems | Unified Storage | HDS150 - Disk Box | HDS353 |  |  |  | Jun 6 2014 11:53PM
DFW CenturyLink | DFW CenturyLink -> ZZDL1 Cage AA12 -> 3000 -> 3004 | 3004 | RU#36 | Shelf 17 |  | Hitachi Data Systems | Unified Storage | HDS150 - Disk Box | HDS353 |  |  |  | Jun 6 2014 11:53PM
DFW CenturyLink | DFW CenturyLink -> ZZDL1 Cage AA12 -> 3000 -> 3004 | 3004 | RU#34 | Shelf 16 |  | Hitachi Data Systems | Unified Storage | HDS150 - Disk Box | HDS353 |  |  |  | Jun 6 2014 11:53PM
DFW CenturyLink | DFW CenturyLink -> ZZDL1 Cage AA12 -> 3000 -> 3004 | 3004 | RU#32 | Shelf 15 |  | Hitachi Data Systems | Unified Storage | HDS150 - Disk Box | HDS353 |  |  |  | Jun 6 2014 11:53PM
DFW CenturyLink | DFW CenturyLink -> ZZDL1 Cage AA12 -> 3000 -> 3004 | 3004 | RU#30 | Shelf 14 |  | Hitachi Data Systems | Unified Storage | HDS150 - Disk Box | HDS353 |  |  |  | Jun 6 2014 11:53PM
DFW CenturyLink | DFW CenturyLink -> ZZDL1 Cage AA12 -> 3000 -> 3004 | 3004 | RU#28 | Shelf 13 |  | Hitachi Data Systems | Unified Storage | HDS150 - Disk Box | HDS353 |  |  |  | Jun 6 2014 11:53PM
DFW CenturyLink | DFW CenturyLink -> ZZDL1 Cage AA12 -> 3000 -> 3004 | 3004 | RU#26 | Shelf 12 |  | Hitachi Data Systems | Unified Storage | HDS150 - Disk Box | HDS353 |  |  |  | Jun 6 2014 11:53PM
DFW CenturyLink | DFW CenturyLink -> ZZDL1 Cage AA12 -> 3000 -> 3004 | 3004 | RU#24 | Shelf 11 |  | Hitachi Data Systems | Unified Storage | HDS150 - Disk Box | HDS353 |  |  |  | Jun 6 2014 11:53PM
DFW CenturyLink | DFW CenturyLink -> ZZDL1 Cage AA12 -> 3000 -> 3004 | 3004 | RU#22 | Shelf 10 |  | Hitachi Data Systems | Unified Storage | HDS150 - Disk Box | HDS353 |  |  |  | Jun 6 2014 11:53PM
DFW CenturyLink | DFW CenturyLink -> ZZDL1 Cage AA12 -> 3000 -> 3004 | 3004 | RU#20 | Shelf 9 |  | Hitachi Data Systems | Unified Storage | HDS150 - Disk Box | HDS353 |  |  |  | Jun 6 2014 11:53PM
DFW CenturyLink | DFW CenturyLink -> ZZDL1 Cage AA12 -> 3000 -> 3004 | 3004 | RU#18 | Shelf 8 |  | Hitachi Data Systems | Unified Storage | HDS150 - Disk Box | HDS353 |  |  |  | Jun 6 2014 11:53PM
DFW CenturyLink | DFW CenturyLink -> ZZDL1 Cage AA12 -> 3000 -> 3004 | 3004 | RU#16 | Shelf 7 |  | Hitachi Data Systems | Unified Storage | HDS150 - Disk Box | HDS353 |  |  |  | Jun 6 2014 11:53PM
DFW CenturyLink | DFW CenturyLink -> ZZDL1 Cage AA12 -> 3000 -> 3004 | 3004 | RU#14 | Shelf 6 |  | Hitachi Data Systems | Unified Storage | HDS150 - Disk Box | HDS353 |  |  |  | Jun 6 2014 11:53PM
DFW CenturyLink | DFW CenturyLink -> ZZDL1 Cage AA12 -> 3000 -> 3004 | 3004 | RU#12 | Shelf 5 |  | Hitachi Data Systems | Unified Storage | HDS150 - Disk Box | HDS353 |  |  |  | Jun 6 2014 11:53PM
DFW CenturyLink | DFW CenturyLink -> ZZDL1 Cage AA12 -> 3000 -> 3004 | 3004 | RU#10 | Shelf 4 |  | Hitachi Data Systems | Unified Storage | HDS150 - Disk Box | HDS353 |  |  |  | Jun 6 2014 11:53PM
DFW CenturyLink | DFW CenturyLink -> ZZDL1 Cage AA12 -> 3000 -> 3004 | 3004 | RU#08 | Shelf 3 |  | Hitachi Data Systems | Unified Storage | HDS150 - Disk Box | HDS353 |  |  |  | Jun 6 2014 11:53PM
DFW CenturyLink | DFW CenturyLink -> ZZDL1 Cage AA12 -> 3000 -> 3004 | 3004 | RU#06 | Shelf 2 |  | Hitachi Data Systems | Unified Storage | HDS150 - Disk Box | HDS353 |  |  |  | Jun 6 2014 11:53PM
DFW CenturyLink | DFW CenturyLink -> ZZDL1 Cage AA12 -> 3000 -> 3004 | 3004 | RU#04 | Shelf 1 |  | Hitachi Data Systems | Unified Storage | HDS150 - Disk Box | HDS353 |  |  |  | Jun 6 2014 11:53PM
DFW CenturyLink | DFW CenturyLink -> ZZDL1 Cage AA12 -> 3000 -> 3004 | 3004 | RU#01 | DA1HDS004 |  | Hitachi Data Systems | Unified Storage | HUS 150 Controller | HDS299 | 93042390 |  |  | Jun 6 2014 11:53PM
DFW CenturyLink | DFW CenturyLink -> ZZDL1 Cage AA12 -> 3000 -> 3004 | 3004 | InOutPlug#2 | DFWSAV-3004PDUA |  | Raritan Computer | Dominion PX | PX-5652 | RCI207 | PXR0350009 | N/A | 10.116.4.207 | Apr 7 2014 4:42PM
DFW CenturyLink | DFW CenturyLink -> ZZDL1 Cage AA12 -> 3000 -> 3004 | 3004 | InOutPlug#1 | DFWSAV-3004PDUB |  | Raritan Computer | Dominion PX | PX-5652 | RCI207 | PXR0350024 | N/A | 10.116.4.208 | Apr 7 2014 4:42PM
DFW CenturyLink | DFW CenturyLink -> ZZDL1 Cage AA12 -> 3000 -> 3005 | 3005 | RU#51 | KVMDALLAS2 |  | Raritan Computer | Dominion KX II | DKX2-432 | RCI152 | N/A |  | 10.16.4.56 | Apr 7 2014 4:43PM
DFW CenturyLink | DFW CenturyLink -> ZZDL1 Cage AA12 -> 3000 -> 3005 | 3005 | RU#50 | DFWSAV-3005ADMSA |  | Cisco Systems | Catalyst 2960 | WS-C2960-48TT-L | CICO363 | FOC1404X4MT |  | 10.116.4.24 | Apr 7 2014 4:43PM
DFW CenturyLink | DFW CenturyLink -> ZZDL1 Cage AA12 -> 3000 -> 3005 | 3005 | RU#48 | Cable Manager |  | Panduit | PatchLink | WMP1E | PAND770 |  |  |  | Dec 3 2014 11:21AM
DFW CenturyLink | DFW CenturyLink -> ZZDL1 Cage AA12 -> 3000 -> 3005 | 3005 | RU#47 | DFWSAV-3007IADMSB |  | Cisco Systems | Catalyst 2960 | WS-C2960-48TT-L | CICO363 | FOC1404X4SP |  | 10.116.6.14 | Apr 7 2014 4:43PM
DFW CenturyLink | DFW CenturyLink -> ZZDL1 Cage AA12 -> 3000 -> 3005 | 3005 | RU#46 | DFWSAV-3007ADMSA |  | Cisco Systems | Catalyst 2960 | WS-C2960-48TT-L | CICO363 | FOC1404X4NA |  | 10.116.4.25 | Apr 7 2014 4:43PM
DFW CenturyLink | DFW CenturyLink -> ZZDL1 Cage AA12 -> 3000 -> 3005 | 3005 | RU#45 | DFWSAV-3007IADMSA |  | Cisco Systems | Catalyst 2960 | WS-C2960-48TT-L | CICO363 | FOC1404X4MV |  | 10.116.6.13 | Apr 7 2014 4:43PM
DFW CenturyLink | DFW CenturyLink -> ZZDL1 Cage AA12 -> 3000 -> 3005 | 3005 | RU#37 | HDS150 - Disk Box |  | Hitachi Data Systems | Unified Storage | HDS150 - Disk Box | HDS353 |  |  |  | Jul 6 2015 11:58AM
DFW CenturyLink | DFW CenturyLink -> ZZDL1 Cage AA12 -> 3000 -> 3005 | 3005 | RU#35 | HDS150 - Disk Box |  | Hitachi Data Systems | Unified Storage | HDS150 - Disk Box | HDS353 |  |  |  | Jul 6 2015 11:58AM
DFW CenturyLink | DFW CenturyLink -> ZZDL1 Cage AA12 -> 3000 -> 3005 | 3005 | RU#33 | HDS150 - Disk Box |  | Hitachi Data Systems | Unified Storage | HDS150 - Disk Box | HDS353 |  |  |  | Jul 6 2015 11:58AM
DFW CenturyLink | DFW CenturyLink -> ZZDL1 Cage AA12 -> 3000 -> 3005 | 3005 | RU#31 | HDS150 - Disk Box |  | Hitachi Data Systems | Unified Storage | HDS150 - Disk Box | HDS353 |  |  |  | Jul 6 2015 11:58AM
DFW CenturyLink | DFW CenturyLink -> ZZDL1 Cage AA12 -> 3000 -> 3005 | 3005 | RU#29 | HDS150 - Disk Box |  | Hitachi Data Systems | Unified Storage | HDS150 - Disk Box | HDS353 |  |  |  | Jul 6 2015 11:58AM
DFW CenturyLink | DFW CenturyLink -> ZZDL1 Cage AA12 -> 3000 -> 3005 | 3005 | RU#27 | HDS150 - Disk Box |  | Hitachi Data Systems | Unified Storage | HDS150 - Disk Box | HDS353 |  |  |  | Jul 6 2015 11:58AM
DFW CenturyLink | DFW CenturyLink -> ZZDL1 Cage AA12 -> 3000 -> 3005 | 3005 | RU#25 | HDS150 - Disk Box |  | Hitachi Data Systems | Unified Storage | HDS150 - Disk Box | HDS353 |  |  |  | Dec 3 2014 11:29AM
DFW CenturyLink | DFW CenturyLink -> ZZDL1 Cage AA12 -> 3000 -> 3005 | 3005 | RU#23 | HDS150 - Disk Box |  | Hitachi Data Systems | Unified Storage | HDS150 - Disk Box | HDS353 |  |  |  | Dec 3 2014 11:29AM
DFW CenturyLink | DFW CenturyLink -> ZZDL1 Cage AA12 -> 3000 -> 3005 | 3005 | RU#21 | HDS150 - Disk Box |  | Hitachi Data Systems | Unified Storage | HDS150 - Disk Box | HDS353 |  |  |  | Dec 3 2014 11:29AM
DFW CenturyLink | DFW CenturyLink -> ZZDL1 Cage AA12 -> 3000 -> 3005 | 3005 | RU#19 | HDS150 - Disk Box |  | Hitachi Data Systems | Unified Storage | HDS150 - Disk Box | HDS353 |  |  |  | Dec 3 2014 11:29AM
DFW CenturyLink | DFW CenturyLink -> ZZDL1 Cage AA12 -> 3000 -> 3005 | 3005 | RU#17 | HDS150 - Disk Box |  | Hitachi Data Systems | Unified Storage | HDS150 - Disk Box | HDS353 |  |  |  | Dec 3 2014 11:29AM
DFW CenturyLink | DFW CenturyLink -> ZZDL1 Cage AA12 -> 3000 -> 3005 | 3005 | RU#15 | HDS150 - Disk Box |  | Hitachi Data Systems | Unified Storage | HDS150 - Disk Box | HDS353 |  |  |  | Dec 3 2014 11:29AM
DFW CenturyLink | DFW CenturyLink -> ZZDL1 Cage AA12 -> 3000 -> 3005 | 3005 | RU#13 | HDS150 - Disk Box |  | Hitachi Data Systems | Unified Storage | HDS150 - Disk Box | HDS353 |  |  |  | Dec 3 2014 11:29AM
DFW CenturyLink | DFW CenturyLink -> ZZDL1 Cage AA12 -> 3000 -> 3005 | 3005 | RU#11 | HDS150 - Disk Box |  | Hitachi Data Systems | Unified Storage | HDS150 - Disk Box | HDS353 |  |  |  | Jul 16 2014 11:42AM
DFW CenturyLink | DFW CenturyLink -> ZZDL1 Cage AA12 -> 3000 -> 3005 | 3005 | RU#09 | HDS150 - Disk Box |  | Hitachi Data Systems | Unified Storage | HDS150 - Disk Box | HDS353 |  |  |  | Jul 16 2014 11:42AM
DFW CenturyLink | DFW CenturyLink -> ZZDL1 Cage AA12 -> 3000 -> 3005 | 3005 | RU#07 | HDS150 - Disk Box |  | Hitachi Data Systems | Unified Storage | HDS150 - Disk Box | HDS353 |  |  |  | Jul 16 2014 11:42AM
DFW CenturyLink | DFW CenturyLink -> ZZDL1 Cage AA12 -> 3000 -> 3005 | 3005 | RU#05 | HDS150 - Disk Box |  | Hitachi Data Systems | Unified Storage | HDS150 - Disk Box | HDS353 |  |  |  | Jul 16 2014 11:42AM
DFW CenturyLink | DFW CenturyLink -> ZZDL1 Cage AA12 -> 3000 -> 3005 | 3005 | RU#01 | da1hds005 |  | Hitachi Data Systems | Unified Storage | HUS 150 Controller | HDS299 | 93042923 |  |  | Jul 16 2014 11:42AM
DFW CenturyLink | DFW CenturyLink -> ZZDL1 Cage AA12 -> 3000 -> 3005 | 3005 | InOutPlug#2 | DFWSAV-3005PDUA |  | Raritan Computer | Dominion PX | PX-5652 | RCI207 | PXR0350007 | N/A | 10.116.4.209 | Apr 7 2014 4:43PM
DFW CenturyLink | DFW CenturyLink -> ZZDL1 Cage AA12 -> 3000 -> 3005 | 3005 | InOutPlug#1 | DFWSAV-3005PDUB |  | Raritan Computer | Dominion PX | PX-5652 | RCI207 | PXR9C50028 | N/A | 10.116.4.210 | Apr 7 2014 4:43PM
DFW CenturyLink | DFW CenturyLink -> ZZDL1 Cage AA12 -> 3000 -> 3008 | 3008 | RU#45 | Isilon Switch1 |  | McData | Sphereon | 4700 | MCDA034 |  |  |  | Apr 7 2014 4:45PM
DFW CenturyLink | DFW CenturyLink -> ZZDL1 Cage AA12 -> 3000 -> 3008 | 3008 | RU#44 | Isilon Switch2 |  | McData | Sphereon | 4700 | MCDA034 |  |  |  | Apr 7 2014 4:45PM
DFW CenturyLink | DFW CenturyLink -> ZZDL1 Cage AA12 -> 3000 -> 3008 | 3008 | RU#42 | DA1ISI001 |  | Isilon Systems | S-Series | IQ 5000S-SSD | ISLN035 |  |  |  | Apr 7 2014 4:45PM
DFW CenturyLink | DFW CenturyLink -> ZZDL1 Cage AA12 -> 3000 -> 3008 | 3008 | RU#40 | DA1ISI002 |  | Isilon Systems | S-Series | IQ 5000S-SSD | ISLN035 |  |  |  | Apr 7 2014 4:45PM
DFW CenturyLink | DFW CenturyLink -> ZZDL1 Cage AA12 -> 3000 -> 3008 | 3008 | RU#38 | DA1ISI003 |  | Isilon Systems | S-Series | IQ 5000S-SSD | ISLN035 |  |  |  | Apr 7 2014 4:45PM
DFW CenturyLink | DFW CenturyLink -> ZZDL1 Cage AA12 -> 3000 -> 3008 | 3008 | RU#36 | DA1ISI004 |  | Isilon Systems | S-Series | IQ 5000S-SSD | ISLN035 |  |  |  | Apr 7 2014 4:45PM
DFW CenturyLink | DFW CenturyLink -> ZZDL1 Cage AA12 -> 3000 -> 3008 | 3008 | RU#09 | DA1ISI005 |  | Isilon Systems | S-Series | S200 | ISLN036 | SS200-201421-0059 | 3135980 |  | Jun 9 2014 4:53PM
DFW CenturyLink | DFW CenturyLink -> ZZDL1 Cage AA12 -> 3000 -> 3008 | 3008 | RU#07 | DA1ISI006 |  | Isilon Systems | S-Series | S200 | ISLN036 | SS200-231225-0008 |  |  | Aug 18 2015 4:04PM
DFW CenturyLink | DFW CenturyLink -> ZZDL1 Cage AA12 -> 3000 -> 3008 | 3008 | InOutPlug#2 | DFWSAV-3008PDUA |  | Raritan Computer | Dominion PX | PX-5652 | RCI207 | PXR0350025 | N/A | 10.116.4.211 | Apr 7 2014 4:43PM
DFW CenturyLink | DFW CenturyLink -> ZZDL1 Cage AA12 -> 3000 -> 3008 | 3008 | InOutPlug#1 | DFWSAV-3008PDUB |  | Raritan Computer | Dominion PX | PX-5652 | RCI207 | PXR0350015 | N/A | 10.116.4.212 | Apr 7 2014 4:44PM
DFW CenturyLink | DFW CenturyLink -> ZZDL1 Cage AA12 -> 3000 -> 3009 | 3009 | RU#50 | CABLE MANAGER |  | Panduit | PatchLink | WMP1E | PAND770 |  |  |  | Apr 7 2014 4:47PM
DFW CenturyLink | DFW CenturyLink -> ZZDL1 Cage AA12 -> 3000 -> 3009 | 3009 | RU#49 | DFWSAV-3009ADMSA |  | Cisco Systems | Catalyst 2960 | WS-C2960-48TT-L | CICO363 | FOC1404X4MP |  | 10.116.4.26 | Apr 7 2014 4:46PM
DFW CenturyLink | DFW CenturyLink -> ZZDL1 Cage AA12 -> 3000 -> 3009 | 3009 | RU#48 | DFWSAV-3009TORSA |  | Cisco Systems | Catalyst 4900 | WS-C4948-10GE | CISO742 | N/A |  | 10.116.4.17 | Apr 7 2014 4:46PM
DFW CenturyLink | DFW CenturyLink -> ZZDL1 Cage AA12 -> 3000 -> 3009 | 3009 | RU#47 | DFWSAV-3009TORSB |  | Cisco Systems | Catalyst 4900 | WS-C4948-10GE | CISO742 | N/A |  | 10.116.4.18 | Apr 7 2014 4:46PM
DFW CenturyLink | DFW CenturyLink -> ZZDL1 Cage AA12 -> 3000 -> 3009 | 3009 | RU#46 | CONDALLAS3 |  | Raritan Computer | Dominion SX | DSX48 | RCI111 | WAI4300018 |  |  | Dec 3 2014 11:21AM
DFW CenturyLink | DFW CenturyLink -> ZZDL1 Cage AA12 -> 3000 -> 3009 | 3009 | RU#44 | DA1SNV011 |  | SUN Microsystems | Sun Fire | T2000 | SUN160 | 0717NNN08F | N/A | 10.116.76.62 | Apr 7 2014 4:47PM
DFW CenturyLink | DFW CenturyLink -> ZZDL1 Cage AA12 -> 3000 -> 3009 | 3009 | RU#42 | DA1SNV012 |  | SUN Microsystems | Sun Fire | T2000 | SUN160 | 0717NNN017 | N/A | 10.116.76.37 | Apr 7 2014 4:47PM
DFW CenturyLink | DFW CenturyLink -> ZZDL1 Cage AA12 -> 3000 -> 3009 | 3009 | RU#41 | Generic: 19 Inch 1U Shelf #1 |  | Generic Equipment Set | Shelf | 19 Inch 1U Shelf | GENR944 |  |  |  | Apr 7 2014 4:47PM
DFW CenturyLink | DFW CenturyLink -> ZZDL1 Cage AA12 -> 3000 -> 3009 | 3009 | RU#37 | DA1SNU001 |  | SUN Microsystems | Sun Fire | V440 | SUN199 | 0349AD1F3D | N/A | 10.116.42.10 | Apr 7 2014 4:46PM
DFW CenturyLink | DFW CenturyLink -> ZZDL1 Cage AA12 -> 3000 -> 3009 | 3009 | RU#33 | DA1SNU002 |  | SUN Microsystems | Sun Fire | V440 | SUN199 | 0530AD81A9 | N/A | 10.116.74.18 | Apr 7 2014 4:46PM
DFW CenturyLink | DFW CenturyLink -> ZZDL1 Cage AA12 -> 3000 -> 3009 | 3009 | RU#28 | DA1SNU007 |  | SUN Microsystems | Sun Fire | V490 (Open View) | SUN716 | 0736AM0204 | N/A | 10.116.76.10 | Apr 7 2014 4:46PM
DFW CenturyLink | DFW CenturyLink -> ZZDL1 Cage AA12 -> 3000 -> 3009 | 3009 | RU#23 | DA1SNU009 |  | SUN Microsystems | Sun Fire | V490 (Open View) | SUN716 | 0611AM1232 | N/A | 10.116.80.10 | Apr 7 2014 4:46PM
DFW CenturyLink | DFW CenturyLink -> ZZDL1 Cage AA12 -> 3000 -> 3009 | 3009 | RU#18 | DA1SNU010 |  | SUN Microsystems | Sun Fire | V490 (Open View) | SUN716 | 0652AM0394 | 3092131 | 10.116.80.13 | Apr 7 2014 4:46PM
DFW CenturyLink | DFW CenturyLink -> ZZDL1 Cage AA12 -> 3000 -> 3009 | 3009 | RU#13 | DA1SNU008 |  | SUN Microsystems | Sun Fire | V490 (Open View) | SUN716 | 0733AM0351 | 3094785 | 10.116.76.13 | Apr 7 2014 4:46PM
DFW CenturyLink | DFW CenturyLink -> ZZDL1 Cage AA12 -> 3000 -> 3009 | 3009 | RU#01 | DA1SNU011 |  | SUN Microsystems | Sun Fire | E2900 UltraSPARC IV | SUN632 | 0551NNA022 | 13000222 | 10.116.76.16 | Apr 7 2014 4:46PM
DFW CenturyLink | DFW CenturyLink -> ZZDL1 Cage AA12 -> 3000 -> 3009 | 3009 | InOutPlug#2 | DFWSAV-3009PDUA |  | Raritan Computer | Dominion PX | PX-5652 | RCI207 | PXR0450008 | N/A | 10.116.4.213 | Apr 7 2014 4:45PM
DFW CenturyLink | DFW CenturyLink -> ZZDL1 Cage AA12 -> 3000 -> 3009 | 3009 | InOutPlug#1 | DFWSAV-3009PDUB |  | Raritan Computer | Dominion PX | PX-5652 | RCI207 | PXR0450060 | N/A | 10.116.4.214 | Apr 7 2014 4:45PM
DFW CenturyLink | DFW CenturyLink -> ZZDL1 Cage AA12 -> 3000 -> 3010 | 3010 | RU#41 | DA1SNU022 |  | SUN Microsystems | Sun Fire | V490 (Open View) | SUN716 |  |  | 10.116.80.29 | Apr 7 2014 4:49PM
DFW CenturyLink | DFW CenturyLink -> ZZDL1 Cage AA12 -> 3000 -> 3010 | 3010 | RU#40 | DA1SNV042 |  | SUN Microsystems | Enterprise | T5120 | SUNM067 | BEL0826RMC |  | waiting | Apr 7 2014 4:49PM
DFW CenturyLink | DFW CenturyLink -> ZZDL1 Cage AA12 -> 3000 -> 3010 | 3010 | RU#39 | DA1SNV043 |  | SUN Microsystems | Enterprise | T5120 | SUNM067 | BEL0828V93 |  | waiting | Apr 7 2014 4:48PM
DFW CenturyLink | DFW CenturyLink -> ZZDL1 Cage AA12 -> 3000 -> 3010 | 3010 | RU#35 | DA1SNV026 |  | SUN Microsystems | Sun Fire | T2000 | SUN160 | 0730NNN04A | 3094125 | 10.116.42.67 | Apr 7 2014 4:48PM
DFW CenturyLink | DFW CenturyLink -> ZZDL1 Cage AA12 -> 3000 -> 3010 | 3010 | RU#33 | DA1SNV027 |  | SUN Microsystems | Sun Fire | T2000 | SUN160 | 0731NNN01S | 3094129 | 10.116.42.72 | Apr 7 2014 4:48PM
DFW CenturyLink | DFW CenturyLink -> ZZDL1 Cage AA12 -> 3000 -> 3010 | 3010 | RU#31 | DA1SNV028 |  | SUN Microsystems | Enterprise | T5220 | SUNM069 | BEL07524H0 | 3096076 | 10.116.108.15 | Apr 7 2014 4:48PM
DFW CenturyLink | DFW CenturyLink -> ZZDL1 Cage AA12 -> 3000 -> 3010 | 3010 | RU#30 | DA1SNV023 |  | SUN Microsystems | Enterprise | T5140 | SUNM143 | BEL0817GE4 | 13000340 | 10.116.42.58 | Apr 7 2014 4:48PM
DFW CenturyLink | DFW CenturyLink -> ZZDL1 Cage AA12 -> 3000 -> 3010 | 3010 | RU#29 | DA1SNV024 |  | SUN Microsystems | Enterprise | T5140 | SUNM143 | BEL0817GJU | 13000340 | 10.116.42.61 | Apr 7 2014 4:48PM
DFW CenturyLink | DFW CenturyLink -> ZZDL1 Cage AA12 -> 3000 -> 3010 | 3010 | RU#27 | DA1SNV025 |  | SUN Microsystems | Sun Fire | T2000 | SUN160 | 0720NNN1M5 | 3092976 | 10.116.42.116 | Apr 7 2014 4:48PM
DFW CenturyLink | DFW CenturyLink -> ZZDL1 Cage AA12 -> 3000 -> 3010 | 3010 | RU#23 | DA1SNU003 (Decommed) |  | SUN Microsystems | Sun Fire | V440 | SUN199 | 0530AD81A9 | [no asset number on machine] | 10.116.42.37 | Apr 7 2014 4:47PM
DFW CenturyLink | DFW CenturyLink -> ZZDL1 Cage AA12 -> 3000 -> 3010 | 3010 | RU#19 | DA1SNU004 |  | SUN Microsystems | Sun Fire | V440 | SUN199 | 0530AD819B | [no asset number on machine] | 10.116.42.40 | Apr 7 2014 4:47PM
DFW CenturyLink | DFW CenturyLink -> ZZDL1 Cage AA12 -> 3000 -> 3010 | 3010 | RU#15 | DA1SNU005 |  | SUN Microsystems | Sun Fire | V440 | SUN199 | 0540AD806F | 13000202 | 10.116.42.43 | Apr 7 2014 4:47PM
DFW CenturyLink | DFW CenturyLink -> ZZDL1 Cage AA12 -> 3000 -> 3010 | 3010 | RU#11 | DA1SNU006 (decommed) |  | SUN Microsystems | Sun Fire | V440 | SUN199 | 0542AD801F | 13000203 | 10.116.42.46 | Apr 7 2014 4:47PM
DFW CenturyLink | DFW CenturyLink -> ZZDL1 Cage AA12 -> 3000 -> 3010 | 3010 | RU#06 | DA1SNU019 |  | SUN Microsystems | Sun Fire | V490 (Open View) | SUN716 | 0736AM0206 | 3094787 | 10.116.76.67 | Apr 7 2014 4:47PM
DFW CenturyLink | DFW CenturyLink -> ZZDL1 Cage AA12 -> 3000 -> 3010 | 3010 | RU#01 | DA1SNU020 |  | SUN Microsystems | Sun Fire | V490 (Open View) | SUN716 | 0733AM0347 | 3094784 | 10.116.76.70 | Apr 7 2014 4:47PM
DFW CenturyLink | DFW CenturyLink -> ZZDL1 Cage AA12 -> 3000 -> 3010 | 3010 | InOutPlug#2 | DFWSAV-3010PDUA |  | Raritan Computer | Dominion PX | PX-5652 | RCI207 | PXR0450022 | N/A | 10.116.4.233 | Apr 7 2014 4:47PM
DFW CenturyLink | DFW CenturyLink -> ZZDL1 Cage AA12 -> 3000 -> 3010 | 3010 | InOutPlug#1 | DFWSAV-3010PDUB |  | Raritan Computer | Dominion PX | PX-5652 | RCI207 | PXR0450014 | N/A | 10.116.4.234 | Apr 7 2014 4:47PM
DFW CenturyLink | DFW CenturyLink -> ZZDL1 Cage AA12 -> 3000 -> 3011 | 3011 | RU#47 | DFWSAV-3011TORSB |  | Cisco Systems | Catalyst 4900 | WS-C4948-10GE | CISO742 |  |  | 10.116.4.16 | Apr 7 2014 4:49PM
DFW CenturyLink | DFW CenturyLink -> ZZDL1 Cage AA12 -> 3000 -> 3011 | 3011 | RU#46 | DFWSAV-3011TORSA |  | Cisco Systems | Catalyst 4900 | WS-C4948-10GE | CISO742 | N/A |  | 10.116.4.15 | Apr 7 2014 4:49PM
DFW CenturyLink | DFW CenturyLink -> ZZDL1 Cage AA12 -> 3000 -> 3011 | 3011 | RU#27 | DA1SNU023 |  | SUN Microsystems | Enterprise | M5000 | SUN418 | BCF080605Q |  | 10.116.76.112 | Apr 7 2014 4:51PM
DFW CenturyLink | DFW CenturyLink -> ZZDL1 Cage AA12 -> 3000 -> 3011 | 3011 | RU#22 | DA1SNU021 |  | SUN Microsystems | Sun Fire | V490 (Open View) | SUN716 | 0652AM2206 |  | 10.116.80.26 | Apr 7 2014 4:51PM
DFW CenturyLink | DFW CenturyLink -> ZZDL1 Cage AA12 -> 3000 -> 3011 | 3011 | RU#20 | DA1SNV046 |  | SUN Microsystems | Enterprise | T5220 | SUNM069 | BEL0825QQX |  | 10.116.108.38 | Apr 7 2014 4:51PM
DFW CenturyLink | DFW CenturyLink -> ZZDL1 Cage AA12 -> 3000 -> 3011 | 3011 | RU#19 | DA1SNV041 |  | SUN Microsystems | Enterprise | T5120 | SUNM067 | BEL0828VAM |  | 10.116.42.93 | Apr 7 2014 4:51PM
DFW CenturyLink | DFW CenturyLink -> ZZDL1 Cage AA12 -> 3000 -> 3011 | 3011 | RU#17 | DA1SNV039 |  | SUN Microsystems | Enterprise | T5140 | SUNM143 | BEL0813BAK | 13000340 | 10.116.42.87 | Apr 7 2014 4:51PM
DFW CenturyLink | DFW CenturyLink -> ZZDL1 Cage AA12 -> 3000 -> 3011 | 3011 | RU#13 | DA1SNV045 |  | SUN Microsystems | Sun Fire | T2000 | SUN160 | 0730NNN061 |  | 10.116.42.105 | Apr 7 2014 4:50PM
DFW CenturyLink | DFW CenturyLink -> ZZDL1 Cage AA12 -> 3000 -> 3011 | 3011 | RU#11 | DA1SNV044 |  | SUN Microsystems | Sun Fire | T2000 | SUN160 | 0730NNN040 |  | 10.116.42.102 | Apr 7 2014 4:50PM
DFW CenturyLink | DFW CenturyLink -> ZZDL1 Cage AA12 -> 3000 -> 3011 | 3011 | RU#09 | DA1SNV036 |  | SUN Microsystems | Enterprise | T5240 | SUNM243 | FML0952036 |  | 10.116.76.108 | Apr 7 2014 4:50PM
DFW CenturyLink | DFW CenturyLink -> ZZDL1 Cage AA12 -> 3000 -> 3011 | 3011 | RU#07 | DA1SNV035 |  | SUN Microsystems | Enterprise | T5240 | SUNM243 | BEL0817G4u |  | 10.116.76.104 | Apr 7 2014 4:50PM
DFW CenturyLink | DFW CenturyLink -> ZZDL1 Cage AA12 -> 3000 -> 3011 | 3011 | RU#05 | DA1SNV034 |  | SUN Microsystems | Enterprise | T5240 | SUNM243 | BEL0817FTD |  | 10.116.76.100 | Apr 7 2014 4:50PM
DFW CenturyLink | DFW CenturyLink -> ZZDL1 Cage AA12 -> 3000 -> 3011 | 3011 | RU#03 | DA1SNV033 |  | SUN Microsystems | Enterprise | T5240 | SUNM243 | BEL0817G4H |  | 10.116.76.96 | Apr 7 2014 4:49PM
DFW CenturyLink | DFW CenturyLink -> ZZDL1 Cage AA12 -> 3000 -> 3011 | 3011 | RU#01 | DA1SNV032 |  | SUN Microsystems | Enterprise | T5240 | SUNM243 | BEL0817FMS |  | 10.116.76.92 | Apr 7 2014 4:49PM
DFW CenturyLink | DFW CenturyLink -> ZZDL1 Cage AA12 -> 3000 -> 3011 | 3011 | InOutPlug#2 | DFWSAV-3011PDUA |  | Raritan Computer | Dominion PX | PX-5652 | RCI207 | PXR0450020 | N/A | 10.116.4.235 | Apr 7 2014 4:49PM
DFW CenturyLink | DFW CenturyLink -> ZZDL1 Cage AA12 -> 3000 -> 3011 | 3011 | InOutPlug#1 | DFWSAV-3011PDUB |  | Raritan Computer | Dominion PX | PX-5652 | RCI207 | PXR0450011 | N/A | 10.116.4.236 | Apr 7 2014 4:49PM
DFW CenturyLink | DFW CenturyLink -> ZZDL1 Cage AA12 -> 3100 -> 3101 | 3101 | RU#45 | Ortronics: (Savvis) |  | Ortronics | ORMMAC | OR-615MMC-18P-00 | ORT679 |  |  |  | Apr 7 2014 4:54PM
DFW CenturyLink | DFW CenturyLink -> ZZDL1 Cage AA12 -> 3100 -> 3101 | 3101 | RU#39 | DFWSAV-WEBFW2 |  | NetScreen Technologies | NetScreen-5000 Series | NetScreen-5400 | NSTI016 | AB0310AA0020 | [no asset number visible on device] | 10.116.4.6 | Apr 7 2014 4:53PM
DFW CenturyLink | DFW CenturyLink -> ZZDL1 Cage AA12 -> 3100 -> 3101 | 3101 | RU#38 | DA1LTM003 |  | F5 Networks | BIG-IP | BIG-IP 3600 | F5LA208 | F5-PUJZ-OVAS | [no asset number visible on machine] | 10.116.4.63 | Apr 7 2014 4:53PM
DFW CenturyLink | DFW CenturyLink -> ZZDL1 Cage AA12 -> 3100 -> 3101 | 3101 | RU#37 | DA1LTM004 |  | F5 Networks | BIG-IP | BIG-IP 3600 | F5LA208 | F5-VQFU-VBLG | [no asset number visible on machine] | 10.116.4.64 | Apr 7 2014 4:53PM
DFW CenturyLink | DFW CenturyLink -> ZZDL1 Cage AA12 -> 3100 -> 3101 | 3101 | RU#36 | DA1GTM002 |  | F5 Networks | BIG-IP | BIG-IP 1600 | F5LA041 | f5-lwep-dwin | 3110027 | 10.116.6.100---10.116.102.88 | Apr 7 2014 4:54PM
DFW CenturyLink | DFW CenturyLink -> ZZDL1 Cage AA12 -> 3100 -> 3101 | 3101 | RU#34 | DFWSAV-WEBADMINFW4 |  | NetScreen Technologies | NetScreen-5000 Series | NetScreen-5200 | NSTI015 | C0M6K00DRB | 1000-76699 | 10.116.1.4 | Apr 7 2014 4:52PM
DFW CenturyLink | DFW CenturyLink -> ZZDL1 Cage AA12 -> 3100 -> 3101 | 3101 | RU#31 | DFWSAV-WEBFW4 |  | Juniper Networks | NetScreen | NS-ISG-2000-DC | JUNP112 | C0M6K00DRB | N/A | 10.116.4.10 | Apr 7 2014 4:52PM
DFW CenturyLink | DFW CenturyLink -> ZZDL1 Cage AA12 -> 3100 -> 3101 | 3101 | RU#23 | DFWSAVWAAS-02 |  | Cisco Systems | WAE Series | WAE-7326-K9 | CICO354 | FCH1623V0BJ |  |  | Apr 7 2014 4:53PM
DFW CenturyLink | DFW CenturyLink -> ZZDL1 Cage AA12 -> 3100 -> 3101 | 3101 | RU#21 | DFWSAVWAAS-01 |  | Cisco Systems | WAE Series | WAE-7326-K9 | CICO354 | FCH1623V07Q |  |  | Apr 7 2014 4:53PM
DFW CenturyLink | DFW CenturyLink -> ZZDL1 Cage AA12 -> 3100 -> 3101 | 3101 | RU#20 | DFWASM1 |  | F5 Networks | BIG-IP | BIG-IP 1600 | F5LA041 | f5-ptoy-NWSY |  |  | Apr 7 2014 4:53PM
DFW CenturyLink | DFW CenturyLink -> ZZDL1 Cage AA12 -> 3100 -> 3101 | 3101 | RU#19 | DFWASM2 |  | F5 Networks | BIG-IP | BIG-IP 1600 | F5LA041 | F5-TGRE-JCKR |  |  | Apr 7 2014 4:53PM
DFW CenturyLink | DFW CenturyLink -> ZZDL1 Cage AA12 -> 3100 -> 3101 | 3101 | RU#13 | dfwsav-wedge-vss-2 |  | Cisco Systems | Catalyst 4500-X | WS-C4500X-32SFP+ | CISC048 | jae19360ax6 |  |  | Mar 15 2016 4:56PM
DFW CenturyLink | DFW CenturyLink -> ZZDL1 Cage AA12 -> 3100 -> 3101 | 3101 | RU#09 | DFWSAV-GREHA-NEWTOO |  | Cisco Systems | ASR 1000 Series | ASR1004 | CISO871 | fox1626gbf1 |  |  | Jun 13 2016 2:11PM
DFW CenturyLink | DFW CenturyLink -> ZZDL1 Cage AA12 -> 3100 -> 3101 | 3101 | InOutPlug#2 | DFWSAV-3101PDUA |  | Raritan Computer | Dominion PX | PX-5652 | RCI207 | ADB0250039 | N/A | 10.116.4.215 | Apr 7 2014 4:52PM
DFW CenturyLink | DFW CenturyLink -> ZZDL1 Cage AA12 -> 3100 -> 3101 | 3101 | InOutPlug#1 | DFWSAV-3101PDUB |  | Raritan Computer | Dominion PX | PX-5652 | RCI207 | ADB0250022 | N/A | 10.116.4.216 | Apr 7 2014 4:52PM
DFW CenturyLink | DFW CenturyLink -> ZZDL1 Cage AA12 -> 3100 -> 3102 | 3102 | RU#44 | DFWSTRMEP |  | Juniper Networks | STRM Series | STRM 5000 II | JNPR017 | 251072011200037 |  |  | Apr 7 2014 4:56PM
DFW CenturyLink | DFW CenturyLink -> ZZDL1 Cage AA12 -> 3100 -> 3102 | 3102 | RU#39 | DFWSAV-WEBADMINFW2 |  | NetScreen Technologies | NetScreen-5000 Series | NetScreen-5400 | NSTI016 | ab0310aa0030 | [no asset number visible on device] |  | Apr 7 2014 4:54PM
DFW CenturyLink | DFW CenturyLink -> ZZDL1 Cage AA12 -> 3100 -> 3102 | 3102 | RU#38 | DA1GTM001 |  | F5 Networks | BIG-IP | BIG-IP 3600 | F5LA208 | F5-MRVK-BWDS | [no asset number visible on device] | 10.116.4.60 | Apr 7 2014 4:54PM
DFW CenturyLink | DFW CenturyLink -> ZZDL1 Cage AA12 -> 3100 -> 3102 | 3102 | RU#37 | DA1LTM009 |  | F5 Networks | BIG-IP | BIG-IP 3600 | F5LA208 | F5-LYJJ-QZ0Q |  | 10.116.4.135 | Apr 7 2014 4:54PM
DFW CenturyLink | DFW CenturyLink -> ZZDL1 Cage AA12 -> 3100 -> 3102 | 3102 | RU#36 | DA1LTM010 |  | F5 Networks | BIG-IP | BIG-IP 3600 | F5LA208 | F5-HBUU-HHCQ |  | 10.116.4.136 | Apr 7 2014 4:54PM
DFW CenturyLink | DFW CenturyLink -> ZZDL1 Cage AA12 -> 3100 -> 3102 | 3102 | RU#33 | DFWSTRMFP |  | Juniper Networks | STRM Series | STRM 5000 II | JNPR017 | 251082011200006 |  |  | Apr 7 2014 4:55PM
DFW CenturyLink | DFW CenturyLink -> ZZDL1 Cage AA12 -> 3100 -> 3102 | 3102 | RU#18 | DFWSAV-ICOCSB |  | Cisco Systems | Catalyst 6500 | WS-C6509-2 | CICO323 | SMG1413N04T | [no asset number visible on device] |  | Apr 7 2014 4:55PM
DFW CenturyLink | DFW CenturyLink -> ZZDL1 Cage AA12 -> 3100 -> 3102 | 3102 | RU#03 | DFWSAV-DMZCSB |  | Cisco Systems | Catalyst 6500 | WS-C6506 | CSCA204 | SMG1403N042 | [no asset number visible on machine] |  | Apr 7 2014 4:55PM
DFW CenturyLink | DFW CenturyLink -> ZZDL1 Cage AA12 -> 3100 -> 3102 | 3102 | InOutPlug#2 | DFWSAV-3102PDUA |  | Raritan Computer | Dominion PX | PX-5652 | RCI207 | ADB0250055 | N/A | 10.116.4.217 | Apr 7 2014 4:54PM
DFW CenturyLink | DFW CenturyLink -> ZZDL1 Cage AA12 -> 3100 -> 3102 | 3102 | InOutPlug#1 | DFWSAV-3102PDUB |  | Raritan Computer | Dominion PX | PX-5652 | RCI207 | ADB0250027 | N/A | 10.116.4.218 | Apr 7 2014 4:54PM
DFW CenturyLink | DFW CenturyLink -> ZZDL1 Cage AA12 -> 3100 -> 3103 | 3103 | RU#50 | CABLE MANAGER |  | Panduit | PatchLink | WMP1E | PAND770 |  |  |  | Aug 22 2016 12:35PM
DFW CenturyLink | DFW CenturyLink -> ZZDL1 Cage AA12 -> 3100 -> 3103 | 3103 | RU#48 | DALLAS-EVMON1 |  | AKCP | SensorProbe | SP8L-X60 | AKCP004 | 00-0B-DC-00-C1-91 (Mac Address)--there is no S/N |  |  | Aug 22 2016 12:35PM
DFW CenturyLink | DFW CenturyLink -> ZZDL1 Cage AA12 -> 3100 -> 3103 | 3103 | RU#47 | CONDALLAS2 |  | Raritan Computer | Dominion SX | DSX48 | RCI111 | WAI4300016 |  |  | Aug 22 2016 12:35PM
DFW CenturyLink | DFW CenturyLink -> ZZDL1 Cage AA12 -> 3100 -> 3103 | 3103 | RU#46 | DFWSAV-3103ADMSA |  | Cisco Systems | Catalyst 2960 | WS-C2960-48TT-L | CICO363 | FOC1404X4RK |  |  | Aug 22 2016 12:35PM
DFW CenturyLink | DFW CenturyLink -> ZZDL1 Cage AA12 -> 3100 -> 3103 | 3103 | RU#01 | da1hca009 |  | Hewlett-Packard | C-Class | C7000 | HEPD523 |  |  |  | Aug 22 2016 12:35PM
DFW CenturyLink | DFW CenturyLink -> ZZDL1 Cage AA12 -> 3100 -> 3103 | 3103 | InOutPlug#2 | DFWSAV-3103PDUA |  | Raritan Computer | Dominion PX | PX-5652 | RCI207 | PW20350003 |  |  | Aug 22 2016 12:35PM
DFW CenturyLink | DFW CenturyLink -> ZZDL1 Cage AA12 -> 3100 -> 3103 | 3103 | InOutPlug#1 | DFWSAV-3103PDUB |  | Raritan Computer | Dominion PX | PX-5652 | RCI207 | PW20350017 |  |  | Aug 22 2016 12:35PM
DFW CenturyLink | DFW CenturyLink -> ZZDL1 Cage AA12 -> 3100 -> 3104 | 3104 | RU#11 | DA1HCA004 | VPT | Hewlett-Packard | C-Class | 412152-B21 | HEPA586 | USE01710JD | 3104683 | ILO1 10.116.6.61--ILO2 10.116.6.62 | Apr 7 2014 4:56PM
DFW CenturyLink | DFW CenturyLink -> ZZDL1 Cage AA12 -> 3100 -> 3104 | 3104 | RU#01 | DA1HCA003 | VPT | Hewlett-Packard | C-Class | 412152-B21 | HEPA586 | USE01710JF | 3104683 | ILO1 10.116.4.111--ILO2 None | Apr 7 2014 4:56PM
DFW CenturyLink | DFW CenturyLink -> ZZDL1 Cage AA12 -> 3100 -> 3104 | 3104 | InOutPlug#2 | DFWSAV-3104PDUA |  | Raritan Computer | Dominion PX | PX-5652 | RCI207 | PW20350046 | N/A | 10.116.4.221 | Apr 7 2014 4:56PM
DFW CenturyLink | DFW CenturyLink -> ZZDL1 Cage AA12 -> 3100 -> 3104 | 3104 | InOutPlug#1 | DFWSAV-3104PDUB |  | Raritan Computer | Dominion PX | PX-5652 | RCI207 | PW20650009 | N/A | 10.116.4.222 | Apr 7 2014 4:56PM
DFW CenturyLink | DFW CenturyLink -> ZZDL1 Cage AA12 -> 3100 -> 3105 | 3105 | RU#50 | DFWSAV-3105ADMSA |  | Cisco Systems | Catalyst 2960 | WS-C2960-48TT-L | CICO363 | FOC1404X4LY |  | 10.116.4.28 | Apr 7 2014 4:57PM
DFW CenturyLink | DFW CenturyLink -> ZZDL1 Cage AA12 -> 3100 -> 3105 | 3105 | RU#49 | DFWSAV-3105HBSA |  | Cisco Systems | Catalyst 4900 | WS-C4948-10GE | CISO742 |  |  | 10.116.4.33 | Apr 7 2014 4:57PM
DFW CenturyLink | DFW CenturyLink -> ZZDL1 Cage AA12 -> 3100 -> 3105 | 3105 | RU#48 | DFWSAV-3105HBSB |  | Cisco Systems | Catalyst 4900 | WS-C4948-10GE | CISO742 |  |  | 10.116.4.34 | Apr 7 2014 4:57PM
DFW CenturyLink | DFW CenturyLink -> ZZDL1 Cage AA12 -> 3100 -> 3105 | 3105 | RU#47 | KVMDALLAS1 |  | Raritan Computer | Dominion KX II | DKX2-432 | RCI152 |  |  | 10.116.4.55 | Apr 7 2014 4:56PM
DFW CenturyLink | DFW CenturyLink -> ZZDL1 Cage AA12 -> 3100 -> 3105 | 3105 | RU#43 | EMC: ES20 #1 |  | Data Domain | DD Series | ES20 | DADN016 |  |  |  | Apr 7 2014 4:58PM
DFW CenturyLink | DFW CenturyLink -> ZZDL1 Cage AA12 -> 3100 -> 3105 | 3105 | RU#40 | EMC: ES20 #2 |  | Data Domain | DD Series | ES20 | DADN016 |  |  |  | Apr 7 2014 4:58PM
DFW CenturyLink | DFW CenturyLink -> ZZDL1 Cage AA12 -> 3100 -> 3105 | 3105 | RU#37 | EMC: ES20 #3 |  | Data Domain | DD Series | ES20 | DADN016 |  |  |  | Apr 7 2014 4:58PM
DFW CenturyLink | DFW CenturyLink -> ZZDL1 Cage AA12 -> 3100 -> 3105 | 3105 | RU#34 | EMC: ES20 #4 |  | Data Domain | DD Series | ES20 | DADN016 |  |  |  | Apr 7 2014 4:57PM
DFW CenturyLink | DFW CenturyLink -> ZZDL1 Cage AA12 -> 3100 -> 3105 | 3105 | RU#31 | EMC: ES20 #5 |  | Data Domain | DD Series | ES20 | DADN016 |  |  |  | Apr 7 2014 4:57PM
DFW CenturyLink | DFW CenturyLink -> ZZDL1 Cage AA12 -> 3100 -> 3105 | 3105 | RU#28 | EMC: ES20 #6 |  | Data Domain | DD Series | ES20 | DADN016 |  |  |  | Apr 7 2014 4:57PM
DFW CenturyLink | DFW CenturyLink -> ZZDL1 Cage AA12 -> 3100 -> 3105 | 3105 | RU#26 | DA1890-01-MON |  | Data Domain | Appliance Series | DD890 | DADN036 | 1F41526031 |  |  | Apr 7 2014 4:57PM
DFW CenturyLink | DFW CenturyLink -> ZZDL1 Cage AA12 -> 3100 -> 3105 | 3105 | RU#24 | da1720-01-mon |  | Dell Computer | PowerEdge R-Series | PowerEdge R720-2.5 Drive | DELC972 | 7fhyj02 | 3133596 |  | May 6 2014 1:54PM
DFW CenturyLink | DFW CenturyLink -> ZZDL1 Cage AA12 -> 3100 -> 3105 | 3105 | RU#22 | da1720-01-mon-shelf1 |  | Dell Computer | PowerVault MD Series | PowerVault MD1200 | DELC450 | 7d7zj02 | 3133596 |  | May 6 2014 1:54PM
DFW CenturyLink | DFW CenturyLink -> ZZDL1 Cage AA12 -> 3100 -> 3105 | 3105 | RU#20 | DA1720-02-MON |  | Dell Computer | PowerEdge R-Series | PowerEdge R720-2.5 Drive | DELC972 | 9B7LV12 |  |  | Jul 29 2014 4:11PM
DFW CenturyLink | DFW CenturyLink -> ZZDL1 Cage AA12 -> 3100 -> 3105 | 3105 | RU#18 | DA1720-02-MON-SHELF1 |  | Dell Computer | PowerVault MD Series | PowerVault MD1200 | DELC450 | 8YFKV12 |  |  | Jul 29 2014 4:11PM
DFW CenturyLink | DFW CenturyLink -> ZZDL1 Cage AA12 -> 3100 -> 3105 | 3105 | RU#16 | DA1720-03-MON |  | Dell Computer | PowerEdge R-Series | PowerEdge R720xd-2.5 Drive | DELC962 | F5M8Q22 | 3138335 |  | Oct 31 2014 5:58PM
DFW CenturyLink | DFW CenturyLink -> ZZDL1 Cage AA12 -> 3100 -> 3105 | 3105 | RU#14 | DA1720-04-MON |  | Dell Computer | PowerEdge R-Series | PowerEdge R720xd-2.5 Drive | DELC962 | F5M6Q22 | 3138336 |  | Oct 31 2014 5:58PM
DFW CenturyLink | DFW CenturyLink -> ZZDL1 Cage AA12 -> 3100 -> 3105 | 3105 | RU#12 | DA1720-05-MON |  | Dell Computer | PowerEdge R-Series | PowerEdge R720xd-2.5 Drive | DELC962 | F5MHN22 | 3138337 |  | Oct 31 2014 5:58PM
DFW CenturyLink | DFW CenturyLink -> ZZDL1 Cage AA12 -> 3100 -> 3105 | 3105 | RU#10 | DA1720-06-MON |  | Dell Computer | PowerEdge R-Series | PowerEdge R720xd-2.5 Drive | DELC962 | F5M7Q22 | 3138338 |  | Oct 31 2014 5:58PM
DFW CenturyLink | DFW CenturyLink -> ZZDL1 Cage AA12 -> 3100 -> 3105 | 3105 | RU#08 | DA1720-07-MON |  | Dell Computer | PowerEdge R-Series | PowerEdge R720xd-2.5 Drive | DELC962 | F5MJN22 | 3138339 |  | Oct 31 2014 5:58PM
DFW CenturyLink | DFW CenturyLink -> ZZDL1 Cage AA12 -> 3100 -> 3105 | 3105 | InOutPlug#2 | DFWSAV-3105PDUA |  | Raritan Computer | Dominion PX | PX-5652 | RCI207 | PW20650011 | N/A | 10.116.4.223 | Apr 7 2014 4:56PM
DFW CenturyLink | DFW CenturyLink -> ZZDL1 Cage AA12 -> 3100 -> 3105 | 3105 | InOutPlug#1 | DFWSAV-3105PDUB |  | Raritan Computer | Dominion PX | PX-5652 | RCI207 | PW20650008 | N/A | 10.116.4.224 | Apr 7 2014 4:56PM
DFW CenturyLink | DFW CenturyLink -> ZZDL1 Cage AA12 -> 3100 -> 3106 | 3106 | RU#03 | da1net102-02 |  | NetApp | FAS Series | FAS2552 | NATC361 | SHFMS1518000461 |  |  | Jul 22 2015 11:11AM
DFW CenturyLink | DFW CenturyLink -> ZZDL1 Cage AA12 -> 3100 -> 3106 | 3106 | RU#01 | da1net102-01 |  | NetApp | FAS Series | FAS2552 | NATC361 | SHFMS5154000887 |  |  | Jul 22 2015 11:11AM
DFW CenturyLink | DFW CenturyLink -> ZZDL1 Cage AA12 -> 3100 -> 3107 | 3107 | RU#50 | DFWSAV-3107TORSA |  | Cisco Systems | Catalyst 4900 | WS-C4948-10GE | CISO742 | FOX1348G7DZ |  | 10.116.4.21 | Apr 7 2014 5:00PM
DFW CenturyLink | DFW CenturyLink -> ZZDL1 Cage AA12 -> 3100 -> 3107 | 3107 | RU#49 | DFWSAV-3107TORSB |  | Cisco Systems | Catalyst 4900 | WS-C4948-10GE | CISO742 | FOX1348GHFC |  | 10.116.4.22 | Apr 7 2014 5:00PM
DFW CenturyLink | DFW CenturyLink -> ZZDL1 Cage AA12 -> 3100 -> 3107 | 3107 | RU#48 | DFWSAV-3107ADMSA |  | Cisco Systems | Catalyst 2960 | WS-C2960-48TT-L | CICO363 | FOC1404X4RC |  | 10.116.4.29 | Apr 7 2014 5:00PM
DFW CenturyLink | DFW CenturyLink -> ZZDL1 Cage AA12 -> 3100 -> 3107 | 3107 | RU#45 | Mellanox Technologies: IS5025 #1 |  | Mellanox Technologies | InfiniBand | IS5025 | MLNX067 |  |  |  | Apr 7 2014 5:01PM
DFW CenturyLink | DFW CenturyLink -> ZZDL1 Cage AA12 -> 3100 -> 3107 | 3107 | RU#44 | Mellanox Technologies: IS5025 #2 |  | Mellanox Technologies | InfiniBand | IS5025 | MLNX067 |  |  |  | Apr 7 2014 5:00PM
DFW CenturyLink | DFW CenturyLink -> ZZDL1 Cage AA12 -> 3100 -> 3107 | 3107 | RU#42 | DA1ISI101 |  | Isilon Systems | X-Series | X200 | ISLN037 | SX200-201333-0003 |  |  | Apr 7 2014 5:00PM
DFW CenturyLink | DFW CenturyLink -> ZZDL1 Cage AA12 -> 3100 -> 3107 | 3107 | RU#40 | DA1ISI102 |  | Isilon Systems | X-Series | X200 | ISLN037 | SX200-201333-0007 |  |  | Apr 7 2014 5:00PM
DFW CenturyLink | DFW CenturyLink -> ZZDL1 Cage AA12 -> 3100 -> 3107 | 3107 | RU#38 | DA1ISI103 |  | Isilon Systems | X-Series | X200 | ISLN037 | SX200-201333-0008 |  |  | Apr 7 2014 5:00PM
DFW CenturyLink | DFW CenturyLink -> ZZDL1 Cage AA12 -> 3100 -> 3107 | 3107 | RU#13 | da1snv049 |  | SUN Microsystems | Enterprise | M4000 | SUNM012 | BEF0926BF3 |  |  | Jan 8 2015 2:51PM
DFW CenturyLink | DFW CenturyLink -> ZZDL1 Cage AA12 -> 3100 -> 3107 | 3107 | RU#07 | da1snv050 |  | SUN Microsystems | Enterprise | M4000 | SUNM012 | BEF0926BFE |  |  | Jan 8 2015 2:51PM
DFW CenturyLink | DFW CenturyLink -> ZZDL1 Cage AA12 -> 3100 -> 3107 | 3107 | RU#01 | da1snv051 |  | SUN Microsystems | Enterprise | M4000 | SUNM012 | BEF093524A |  |  | Jan 8 2015 2:51PM
DFW CenturyLink | DFW CenturyLink -> ZZDL1 Cage AA12 -> 3100 -> 3107 | 3107 | InOutPlug#2 | DFWSAV-3107PDUA |  | Raritan Computer | Dominion PX | PX-5652 | RCI207 | PW20350025 | N/A | 10.116.4.227 | Apr 7 2014 5:00PM
DFW CenturyLink | DFW CenturyLink -> ZZDL1 Cage AA12 -> 3100 -> 3107 | 3107 | InOutPlug#1 | DFWSAV-3107PDUB |  | Raritan Computer | Dominion PX | PX-5652 | RCI207 | PW20650010 | N/A | 10.116.4.228 | Apr 7 2014 5:00PM
DFW CenturyLink | DFW CenturyLink -> ZZDL1 Cage AA12 -> 3100 -> 3108 | 3108 | RU#45 | DFWSAV-PSN01 |  | Cisco Systems | Cisco Access Control Server | CSACSE-1111-K9 | CISO496 | FCH1723V24G |  |  | Apr 7 2014 5:01PM
DFW CenturyLink | DFW CenturyLink -> ZZDL1 Cage AA12 -> 3100 -> 3108 | 3108 | RU#44 | DFWSAV-MNT01 |  | Cisco Systems | Cisco Access Control Server | CSACSE-1111-K9 | CISO496 | FCH1723V26D |  |  | Apr 7 2014 5:01PM
DFW CenturyLink | DFW CenturyLink -> ZZDL1 Cage AA12 -> 3100 -> 3108 | 3108 | RU#43 | DFWSAV-PAN01 |  | Cisco Systems | Cisco Access Control Server | CSACSE-1111-K9 | CISO496 | FCH1723V292 |  |  | Apr 7 2014 5:01PM
DFW CenturyLink | DFW CenturyLink -> ZZDL1 Cage AA12 -> 3100 -> 3108 | 3108 | RU#41 | dfwsav-px-3 |  | Fire Eye | Security Appliance | PX 2040ESS-48 | FIRY057 | ML1535KG006 |  |  | Apr 20 2016 11:55AM
DFW CenturyLink | DFW CenturyLink -> ZZDL1 Cage AA12 -> 3100 -> 3108 | 3108 | RU#39 | dfwdsgm01 |  | Infoblox | DNS | IB-4010 | IFBX019 | 4810201409100020 |  |  | May 26 2015 3:38PM
DFW CenturyLink | DFW CenturyLink -> ZZDL1 Cage AA12 -> 3100 -> 3108 | 3108 | RU#37 | dfwsav-px-2 |  | Fire Eye | Security Appliance | PX 2040ESS-48 | FIRY057 | ML1535KG003 |  |  | Apr 20 2016 11:55AM
DFW CenturyLink | DFW CenturyLink -> ZZDL1 Cage AA12 -> 3100 -> 3108 | 3108 | RU#36 | dfwsav-pa-log1 |  | Palo Alto Networks | Panorama | M-100 Panorama | PLNO017 | 9201002050 |  |  | Mar 14 2016 4:30PM
DFW CenturyLink | DFW CenturyLink -> ZZDL1 Cage AA12 -> 3100 -> 3108 | 3108 | RU#21 | DFWSYSLOG |  | Hewlett-Packard | ProLiant | DL360e G8 - 8 SFF Drive | HEPR287 | MXQ40401QQ |  |  | Apr 10 2014 5:07PM
DFW CenturyLink | DFW CenturyLink -> ZZDL1 Cage AA12 -> 3100 -> 3108 | 3108 | InOutPlug#2 | DFWSAV-3108PDUA |  | Raritan Computer | Dominion PX | PX-5652 | RCI207 | PW20350013 | N/A | 10.116.4.229 | Apr 7 2014 5:01PM
DFW CenturyLink | DFW CenturyLink -> ZZDL1 Cage AA12 -> 3100 -> 3108 | 3108 | InOutPlug#1 | DFWSAV-3108PDUB |  | Raritan Computer | Dominion PX | PX-5652 | RCI207 | PW20350020 | N/A | 10.116.4.230 | Apr 7 2014 5:01PM
DFW CenturyLink | DFW CenturyLink -> ZZDL1 Cage AA12 -> 3100 -> 3109 | 3109 | RU#50 | CABLE MANAGER |  | Panduit | PatchLink | WMP1E | PAND770 |  |  |  | Apr 7 2014 5:04PM
DFW CenturyLink | DFW CenturyLink -> ZZDL1 Cage AA12 -> 3100 -> 3109 | 3109 | RU#49 | DFWSAV-3109TORSB |  | Cisco Systems | Catalyst 4900 | WS-C4948-10GE | CISO742 |  |  | 10.116.4.20 | Apr 7 2014 5:01PM
DFW CenturyLink | DFW CenturyLink -> ZZDL1 Cage AA12 -> 3100 -> 3109 | 3109 | RU#48 | DFWSAV-3109TORSA |  | Cisco Systems | Catalyst 4900 | WS-C4948-10GE | CISO742 |  |  | 10.116.4.19 | Apr 7 2014 5:01PM
DFW CenturyLink | DFW CenturyLink -> ZZDL1 Cage AA12 -> 3100 -> 3109 | 3109 | RU#47 | DFWSAV-3109ADMSA |  | Cisco Systems | Catalyst 2960 | WS-C2960-48TT-L | CICO363 | FOC1404X4SG |  | 10.116.4.30 | Apr 7 2014 5:01PM
DFW CenturyLink | DFW CenturyLink -> ZZDL1 Cage AA12 -> 3100 -> 3109 | 3109 | RU#46 | CONDALLAS4 |  | Raritan Computer | Dominion SX | DSX48 | RCI111 | WAI4300008 |  |  | Dec 3 2014 1:50PM
DFW CenturyLink | DFW CenturyLink -> ZZDL1 Cage AA12 -> 3100 -> 3109 | 3109 | RU#37 | DA1SNV003 |  | SUN Microsystems | Sun Fire | T2000 | SUN160 | 0645NNN00V | N/A | 10.116.76.40 | Apr 7 2014 5:04PM
DFW CenturyLink | DFW CenturyLink -> ZZDL1 Cage AA12 -> 3100 -> 3109 | 3109 | RU#35 | DA1SNV004 |  | SUN Microsystems | Sun Fire | T2000 | SUN160 | 0713BD00F5 | N/A | 10.116.76.43 | Apr 7 2014 5:04PM
DFW CenturyLink | DFW CenturyLink -> ZZDL1 Cage AA12 -> 3100 -> 3109 | 3109 | RU#33 | DA1SNV005 |  | SUN Microsystems | Sun Fire | T2000 | SUN160 | 0646NNN0P9 | N/A | 10.116.76.46 | Apr 7 2014 5:04PM
DFW CenturyLink | DFW CenturyLink -> ZZDL1 Cage AA12 -> 3100 -> 3109 | 3109 | RU#31 | DA1SNV007 |  | SUN Microsystems | Sun Fire | T2000 | SUN160 | 0748BD0E3E | 3095771 | 10.116.80.16 | Apr 7 2014 5:03PM
DFW CenturyLink | DFW CenturyLink -> ZZDL1 Cage AA12 -> 3100 -> 3109 | 3109 | RU#29 | DA1SNV008 |  | SUN Microsystems | Sun Fire | T2000 | SUN160 | 0748BD0E76 | 3095772 | 10.116.80.19 | Apr 7 2014 5:03PM
DFW CenturyLink | DFW CenturyLink -> ZZDL1 Cage AA12 -> 3100 -> 3109 | 3109 | RU#25 | DA1SNV010 |  | SUN Microsystems | Sun Fire | T2000 | SUN160 | 0717NNN03W | N/A | 10.116.42.78 | Apr 7 2014 5:03PM
DFW CenturyLink | DFW CenturyLink -> ZZDL1 Cage AA12 -> 3100 -> 3109 | 3109 | RU#24 | DA1SNV013 |  | SUN Microsystems | Enterprise | T5120 | SUNM067 | BEL09165AY | 3098886 | 10.116.42.16 | Apr 7 2014 5:03PM
DFW CenturyLink | DFW CenturyLink -> ZZDL1 Cage AA12 -> 3100 -> 3109 | 3109 | RU#23 | DA1SNV014 |  | SUN Microsystems | Enterprise | T5120 | SUNM067 | BEL09165AT | 3098887 | 10.116.42.19 | Apr 7 2014 5:03PM
DFW CenturyLink | DFW CenturyLink -> ZZDL1 Cage AA12 -> 3100 -> 3109 | 3109 | RU#22 | DA1SNV015 |  | SUN Microsystems | Enterprise | T5120 | SUNM067 | BEL0813BBL | 13000340 | 10.116.42.22 | Apr 7 2014 5:03PM
DFW CenturyLink | DFW CenturyLink -> ZZDL1 Cage AA12 -> 3100 -> 3109 | 3109 | RU#21 | DA1SNV016 |  | SUN Microsystems | Enterprise | T5120 | SUNM067 | BEL0816F5X | 13000340 | 10.116.42.25 | Apr 7 2014 5:03PM
DFW CenturyLink | DFW CenturyLink -> ZZDL1 Cage AA12 -> 3100 -> 3109 | 3109 | RU#11 | DA1SNV018 |  | SUN Microsystems | Enterprise | T5240 | SUNM243 | FML095203E | 3100137 | 10.116.76.34 | Apr 7 2014 5:02PM
DFW CenturyLink | DFW CenturyLink -> ZZDL1 Cage AA12 -> 3100 -> 3109 | 3109 | RU#09 | DA1SNV006 |  | SUN Microsystems | Sun Fire | T2000 | SUN160 | 0730BD186D | 3094621 | 10.116.106.10 | Apr 7 2014 5:02PM
DFW CenturyLink | DFW CenturyLink -> ZZDL1 Cage AA12 -> 3100 -> 3109 | 3109 | RU#07 | DA1SNV017 |  | SUN Microsystems | Sun Fire | T2000 | SUN160 | 0720NNN1BR | 3092974 | 10.116.42.111 | Apr 7 2014 5:02PM
DFW CenturyLink | DFW CenturyLink -> ZZDL1 Cage AA12 -> 3100 -> 3109 | 3109 | RU#01 | DA1SNU012 |  | SUN Microsystems | Enterprise | M4000 | SUNM012 | BEF0917582 | 13000422 | 10.116.76.19 | Apr 7 2014 5:01PM
DFW CenturyLink | DFW CenturyLink -> ZZDL1 Cage AA12 -> 3100 -> 3109 | 3109 | InOutPlug#2 | DFWSAV-3109PDUA |  | Raritan Computer | Dominion PX | PX-5652 | RCI207 | PXR0450017 | N/A | 10.116.4.231 | Apr 7 2014 5:01PM
DFW CenturyLink | DFW CenturyLink -> ZZDL1 Cage AA12 -> 3100 -> 3109 | 3109 | InOutPlug#1 | DFWSAV-3109PDUB |  | Raritan Computer | Dominion PX | PX-5652 | RCI207 | PXR0450015 | N/A | 10.116.4.232 | Apr 7 2014 5:01PM
DFW CenturyLink | DFW CenturyLink -> ZZDL1 Cage AA12 -> 3100 -> 3110 | 3110 | RU#44 | EHOP-DA1 |  | Dell Computer | PowerEdge | PowerEdge 2970 | DELL956 | FH594M1 | (No Asset Tag) |  | Apr 7 2014 5:06PM
DFW CenturyLink | DFW CenturyLink -> ZZDL1 Cage AA12 -> 3100 -> 3110 | 3110 | RU#42 | DFWSAV-SPANA |  | Anue Systems | 5200 Series | 5236 | ANUE002 | 5236-00001224 | [no asset number on machine] | 10.116.4.45 | Apr 7 2014 5:06PM
DFW CenturyLink | DFW CenturyLink -> ZZDL1 Cage AA12 -> 3100 -> 3110 | 3110 | RU#41 | DFWSNIFFER1 |  | Hewlett-Packard | ProLiant | DL320 G5 | HEPA848 | MX281701UK | ( No Asset Number Present) | 10.116.6.19 | Apr 7 2014 5:05PM
DFW CenturyLink | DFW CenturyLink -> ZZDL1 Cage AA12 -> 3100 -> 3110 | 3110 | RU#40 | DFWSNIFFER2 |  | Hewlett-Packard | ProLiant | DL320 G5 | HEPA848 | MX281701UX | ( No Asset Number Present) | 10.116.6.21 | Apr 7 2014 5:05PM
DFW CenturyLink | DFW CenturyLink -> ZZDL1 Cage AA12 -> 3100 -> 3110 | 3110 | RU#38 | DFWSIEMEP |  | IBM | System Storage | DS3200 | IBMM081 | 7800900 |  |  | Apr 7 2014 5:07PM
DFW CenturyLink | DFW CenturyLink -> ZZDL1 Cage AA12 -> 3100 -> 3110 | 3110 | RU#36 | DFWSIEMFP |  | IBM | System Storage | DS3200 | IBMM081 | 7800899 |  |  | Apr 7 2014 5:07PM
DFW CenturyLink | DFW CenturyLink -> ZZDL1 Cage AA12 -> 3100 -> 3110 | 3110 | RU#35 | AVM-SNIFF |  | Hewlett-Packard | ProLiant | 655651-B21 | HEPC785 | MXQ3290167 |  |  | Apr 7 2014 5:07PM
DFW CenturyLink | DFW CenturyLink -> ZZDL1 Cage AA12 -> 3100 -> 3110 | 3110 | RU#33 | dfwsav-px-1 |  | Fire Eye | Security Appliance | PX 2040ESS-48 | FIRY057 | ML1535KG002 |  |  | Apr 20 2016 11:55AM
DFW CenturyLink | DFW CenturyLink -> ZZDL1 Cage AA12 -> 3100 -> 3110 | 3110 | RU#23 | DA1SNU014 |  | SUN Microsystems | Enterprise | M5000 | SUN418 | bef0933132 | 3099525 |  | Apr 7 2014 5:06PM
DFW CenturyLink | DFW CenturyLink -> ZZDL1 Cage AA12 -> 3100 -> 3110 | 3110 | RU#21 | DA1SNV029 |  | SUN Microsystems | Enterprise | T5220 | SUNM069 | BEL0752488 | 3096077 | 10.116.108.22 | Apr 7 2014 5:06PM
DFW CenturyLink | DFW CenturyLink -> ZZDL1 Cage AA12 -> 3100 -> 3110 | 3110 | RU#19 | DA1SNV030 |  | SUN Microsystems | Enterprise | T5220 | SUNM069 | BDL094686D | 3100176 | 10.116.106.13 | Apr 7 2014 5:06PM
DFW CenturyLink | DFW CenturyLink -> ZZDL1 Cage AA12 -> 3100 -> 3110 | 3110 | RU#17 | DA1SNV031 |  | SUN Microsystems | Enterprise | T5220 | SUNM069 | BDL0946853 | 3100176 | 10.116.106.20 | Apr 7 2014 5:06PM
DFW CenturyLink | DFW CenturyLink -> ZZDL1 Cage AA12 -> 3100 -> 3110 | 3110 | RU#15 | DA1SNV019 |  | SUN Microsystems | Enterprise | T5240 | SUNM243 | FML095202D | 3100137 | 10.116.76.79 | Apr 7 2014 5:05PM
DFW CenturyLink | DFW CenturyLink -> ZZDL1 Cage AA12 -> 3100 -> 3110 | 3110 | RU#13 | DA1SNV020 |  | SUN Microsystems | Enterprise | T5240 | SUNM243 | FML095203M | 3100137 | 10.116.76.82 | Apr 7 2014 5:05PM
DFW CenturyLink | DFW CenturyLink -> ZZDL1 Cage AA12 -> 3100 -> 3110 | 3110 | RU#05 | DA1SNU017 |  | SUN Microsystems | Sun Fire | V440 | SUN199 | 06248D12F7 | 3091209 | 10.116.76.73 | Apr 7 2014 5:05PM
DFW CenturyLink | DFW CenturyLink -> ZZDL1 Cage AA12 -> 3100 -> 3110 | 3110 | RU#01 | DA1SNU018 |  | SUN Microsystems | Sun Fire | V440 | SUN199 | 0624BD1356 | 3091210 | 10.116.76.76 | Apr 7 2014 5:05PM
DFW CenturyLink | DFW CenturyLink -> ZZDL1 Cage AA12 -> 3100 -> 3110 | 3110 | InOutPlug#2 | DFWSAV-3110PDUA |  | Raritan Computer | Dominion PX | PX-5652 | RCI207 | PXR0450001 | N/A | 10.116.4.237 | Apr 7 2014 5:04PM
DFW CenturyLink | DFW CenturyLink -> ZZDL1 Cage AA12 -> 3100 -> 3110 | 3110 | InOutPlug#1 | DFWSAV-3110PDUB |  | Raritan Computer | Dominion PX | PX-5652 | RCI207 | PXR0450019 | N/A | 10.116.4.238 | Apr 7 2014 5:04PM
DFW CenturyLink | DFW CenturyLink -> ZZDL1 Cage AA12 -> 3100 -> 3111 | 3111 | RU#49 | DFWSAV-3111TORSB |  | Cisco Systems | Catalyst 4900 | WS-C4948-10GE | CISO742 | FOX1348G0Y7 |  | 10.116.4.32 | Apr 7 2014 5:07PM
DFW CenturyLink | DFW CenturyLink -> ZZDL1 Cage AA12 -> 3100 -> 3111 | 3111 | RU#48 | DFWSAV-3111TORSA |  | Cisco Systems | Catalyst 4900 | WS-C4948-10GE | CISO742 | FOX1348G7B8 |  | 10.116.4.31 | Apr 7 2014 5:07PM
DFW CenturyLink | DFW CenturyLink -> ZZDL1 Cage AA12 -> 3100 -> 3111 | 3111 | RU#31 | DA1SNU015 |  | SUN Microsystems | Enterprise | M5000 | SUN418 | BEF0933133 | 3099525 |  | Apr 7 2014 5:08PM
DFW CenturyLink | DFW CenturyLink -> ZZDL1 Cage AA12 -> 3100 -> 3111 | 3111 | RU#21 | DA1SNU016 |  | SUN Microsystems | Enterprise | M5000 | SUN418 | BEF0933109 | 3099525 |  | Apr 7 2014 5:08PM
DFW CenturyLink | DFW CenturyLink -> ZZDL1 Cage AA12 -> 3100 -> 3111 | 3111 | RU#16 | DA1SNU024 |  | SUN Microsystems | Sun Fire | V490 (Open View) | SUN716 | 0702AM0361 |  |  | Apr 7 2014 5:08PM
DFW CenturyLink | DFW CenturyLink -> ZZDL1 Cage AA12 -> 3100 -> 3111 | 3111 | RU#11 | DA1SNU025 |  | SUN Microsystems | Sun Fire | V490 (Open View) | SUN716 | 0609AM1278 |  |  | Apr 7 2014 5:08PM
DFW CenturyLink | DFW CenturyLink -> ZZDL1 Cage AA12 -> 3100 -> 3111 | 3111 | RU#06 | DA1SNU026 |  | SUN Microsystems | Sun Fire | V490 (Open View) | SUN716 | 0608AM0368 |  |  | Apr 7 2014 5:08PM
DFW CenturyLink | DFW CenturyLink -> ZZDL1 Cage AA12 -> 3100 -> 3111 | 3111 | RU#01 | DA1SNU027 |  | SUN Microsystems | Sun Fire | V490 (Open View) | SUN716 | 0606AM0284 |  |  | Apr 7 2014 5:08PM
DFW CenturyLink | DFW CenturyLink -> ZZDL1 Cage AA12 -> 3100 -> 3111 | 3111 | InOutPlug#2 | DFWSAV-3111PDUA |  | Raritan Computer | Dominion PX | PX-5652 | RCI207 | PXR0450002 | N/A | 10.116.4.239 | Apr 7 2014 5:07PM
DFW CenturyLink | DFW CenturyLink -> ZZDL1 Cage AA12 -> 3100 -> 3111 | 3111 | InOutPlug#1 | DFWSAV-3111PDUB |  | Raritan Computer | Dominion PX | PX-5652 | RCI207 | PXR0450012 | N/A | 10.116.4.240 | Apr 7 2014 5:07PM
DFW CenturyLink | DFW CenturyLink -> ZZDL1 Cage AA12 -> 3200 -> 3201 | 3201 | RU#20 | KB/Monitor |  | IBM | Rack Monitor | MON-3000-Close | IBM651 |  |  |  | Apr 7 2014 5:10PM
DFW CenturyLink | DFW CenturyLink -> ZZDL1 Cage AA12 -> 3200 -> 3201 | 3201 | RU#19 | DA1IHA001 |  | IBM | xSeries | x3350 with 2.5 Inch HDDs | IBMM676 | 10275CC |  |  | Apr 7 2014 5:09PM
DFW CenturyLink | DFW CenturyLink -> ZZDL1 Cage AA12 -> 3200 -> 3201 | 3201 | RU#15 | DA1IBP001-C535 |  | IBM | Power 7 Series | 9117-MMB | IBMM813 | 107B8AP |  |  | Apr 7 2014 5:09PM
DFW CenturyLink | DFW CenturyLink -> ZZDL1 Cage AA12 -> 3200 -> 3201 | 3201 | RU#11 | DA1IBP001-C531 |  | IBM | Power 7 Series | 9117-MMB | IBMM813 |  |  |  | Apr 7 2014 5:09PM
DFW CenturyLink | DFW CenturyLink -> ZZDL1 Cage AA12 -> 3200 -> 3201 | 3201 | RU#07 | DA1IBP001-C541 |  | IBM | Power 7 Series | 9117-MMB | IBMM813 |  |  |  | Apr 7 2014 5:09PM
DFW CenturyLink | DFW CenturyLink -> ZZDL1 Cage AA12 -> 3200 -> 3201 | 3201 | RU#03 | DA1IBP001-C527 |  | IBM | Power 7 Series | 9117-MMB | IBMM813 |  |  |  | Apr 7 2014 5:09PM
DFW CenturyLink | DFW CenturyLink -> ZZDL1 Cage AA12 -> 3200 -> 3201 | 3201 | InOutPlug#1 | Raritan Computer: DPCR20A-32 #1 |  | Raritan Computer | Dominion PX | DPCR20A-32 | RCI187 |  |  |  | Apr 7 2014 5:09PM
DFW CenturyLink | DFW CenturyLink -> ZZDL1 Cage AA12 -> 3200 -> 3202 | 3202 | RU#20 | KB/MONITOR |  | IBM | Rack Monitor | MON-3000-Close | IBM651 |  |  |  | Apr 7 2014 5:11PM
DFW CenturyLink | DFW CenturyLink -> ZZDL1 Cage AA12 -> 3200 -> 3202 | 3202 | RU#19 | DA1IHA002 |  | IBM | xSeries | x3350 with 2.5 Inch HDDs | IBMM676 | 102705C |  |  | Apr 7 2014 5:10PM
DFW CenturyLink | DFW CenturyLink -> ZZDL1 Cage AA12 -> 3200 -> 3202 | 3202 | RU#15 | DA1IBP002-D121 |  | IBM | Power 7 Series | 9117-MMB | IBMM813 | 107CBAP |  |  | Apr 7 2014 5:10PM
DFW CenturyLink | DFW CenturyLink -> ZZDL1 Cage AA12 -> 3200 -> 3202 | 3202 | RU#11 | DA1IBP002-D128 |  | IBM | Power 7 Series | 9117-MMB | IBMM813 |  |  |  | Apr 7 2014 5:10PM
DFW CenturyLink | DFW CenturyLink -> ZZDL1 Cage AA12 -> 3200 -> 3202 | 3202 | RU#07 | DA1IBP002-D113 |  | IBM | Power 7 Series | 9117-MMB | IBMM813 |  |  |  | Apr 7 2014 5:10PM
DFW CenturyLink | DFW CenturyLink -> ZZDL1 Cage AA12 -> 3200 -> 3202 | 3202 | RU#03 | DA1IBP002-D126 |  | IBM | Power 7 Series | 9117-MMB | IBMM813 |  |  |  | Apr 7 2014 5:10PM
DFW CenturyLink | DFW CenturyLink -> ZZDL1 Cage AA12 -> 3200 -> 3202 | 3202 | InOutPlug#1 | Raritan Computer: DPCR20A-32 #1 |  | Raritan Computer | Dominion PX | DPCR20A-32 | RCI187 |  |  |  | Apr 7 2014 5:10PM
DFW CenturyLink | DFW CenturyLink -> ZZDL1 Cage AA12 -> 3200 -> 3203 | 3203 | RU#50 | CONDALLAS5 |  | Raritan Computer | Dominion SX | DSX48 | RCI111 | WAP1234567 |  |  | Dec 3 2014 3:30PM
DFW CenturyLink | DFW CenturyLink -> ZZDL1 Cage AA12 -> 3200 -> 3203 | 3203 | RU#45 | Flextronics: F-X430046 #1 |  | Flextronics | InfiniBand | F-X430046 | FLXT002 |  |  |  | Apr 7 2014 5:11PM
DFW CenturyLink | DFW CenturyLink -> ZZDL1 Cage AA12 -> 3200 -> 3203 | 3203 | RU#44 | Flextronics: F-X430046 #2 |  | Flextronics | InfiniBand | F-X430046 | FLXT002 |  |  |  | Apr 7 2014 5:11PM
DFW CenturyLink | DFW CenturyLink -> ZZDL1 Cage AA12 -> 3200 -> 3203 | 3203 | RU#42 | DA1ISI201/da1isidr1 |  | Isilon Systems | X-Series | X200 | ISLN037 | SX200-201126-14 |  |  | Apr 7 2014 5:11PM
DFW CenturyLink | DFW CenturyLink -> ZZDL1 Cage AA12 -> 3200 -> 3203 | 3203 | RU#40 | DA1ISI202/da1isidr2 |  | Isilon Systems | X-Series | X200 | ISLN037 | SX200-201126-13 |  |  | Apr 7 2014 5:11PM
DFW CenturyLink | DFW CenturyLink -> ZZDL1 Cage AA12 -> 3200 -> 3203 | 3203 | RU#38 | DA1ISI203/da1isidr3 |  | Isilon Systems | X-Series | X200 | ISLN037 | SX200-201126-14 |  |  | Apr 7 2014 5:11PM
DFW CenturyLink | DFW CenturyLink -> ZZDL1 Cage AA12 -> 3200 -> 3203 | 3203 | RU#36 | DA1ISI204/da1isidr4 |  | Isilon Systems | X-Series | X200 | ISLN037 | SX200-201126-14 |  |  | Oct 12 2015 10:25AM
DFW CenturyLink | DFW CenturyLink -> ZZDL1 Cage AA12 -> 3200 -> 3203 | 3203 | RU#01 | DA1HCA005 | VPT | Hewlett-Packard | C-Class | 412152-B21 | HEPA586 | USE01710JE |  |  | Apr 7 2014 5:11PM
DFW CenturyLink | DFW CenturyLink -> ZZDL1 Cage AA12 -> 3200 -> 3203 | 3203 | InOutPlug#2 | Raritan Computer: PX2-4660 #2 |  | Raritan Computer | Dominion PX | PX2-4660 | RCI219 |  |  |  | Apr 7 2014 5:11PM
DFW CenturyLink | DFW CenturyLink -> ZZDL1 Cage AA12 -> 3200 -> 3203 | 3203 | InOutPlug#1 | Raritan Computer: PX2-4660 #1 |  | Raritan Computer | Dominion PX | PX2-4660 | RCI219 |  |  |  | Apr 7 2014 5:11PM
DFW CenturyLink | DFW CenturyLink -> ZZDL1 Cage AA12 -> 3200 -> 3204 | 3204 | RU#01 | DA1HCA006 | VPT | Hewlett-Packard | C-Class | 412152-B21 | HEPA586 | USE01710JJ |  |  | Apr 7 2014 5:11PM
DFW CenturyLink | DFW CenturyLink -> ZZDL1 Cage AA12 -> 3200 -> 3204 | 3204 | InOutPlug#2 | Raritan Computer: PX2-4660 #2 |  | Raritan Computer | Dominion PX | PX2-4660 | RCI219 |  |  |  | Apr 7 2014 5:11PM
DFW CenturyLink | DFW CenturyLink -> ZZDL1 Cage AA12 -> 3200 -> 3204 | 3204 | InOutPlug#1 | Raritan Computer: PX2-4660 #1 |  | Raritan Computer | Dominion PX | PX2-4660 | RCI219 |  |  |  | Apr 7 2014 5:11PM
DFW CenturyLink | DFW CenturyLink -> ZZDL1 Cage AA12 -> 3200 -> 3205 | 3205 | RU#49 | DFWSAV-3205DRTORSA |  | Cisco Systems | Catalyst 4900 | WS-C4948-10GE | CISO742 |  |  |  | Apr 7 2014 5:12PM
DFW CenturyLink | DFW CenturyLink -> ZZDL1 Cage AA12 -> 3200 -> 3205 | 3205 | RU#48 | DFWSAV-3205DRTORSB |  | Cisco Systems | Catalyst 4900 | WS-C4948-10GE | CISO742 |  |  |  | Apr 7 2014 5:12PM
DFW CenturyLink | DFW CenturyLink -> ZZDL1 Cage AA12 -> 3200 -> 3205 | 3205 | RU#47 | DFWSAV-3205DRADMSA |  | Cisco Systems | Catalyst 2960 | WS-C2960G-48TC-L | CICO640 |  |  |  | Apr 7 2014 5:12PM
DFW CenturyLink | DFW CenturyLink -> ZZDL1 Cage AA12 -> 3200 -> 3205 | 3205 | RU#46 | DFWSAV-3205DRADMSB |  | Cisco Systems | Catalyst 2960 | WS-C2960G-48TC-L | CICO640 |  |  |  | Apr 7 2014 5:12PM
DFW CenturyLink | DFW CenturyLink -> ZZDL1 Cage AA12 -> 3200 -> 3205 | 3205 | RU#45 | DRTRANSFER |  | Tumbleweed Communications | MailGate | 4600 | TUBL014 | BTTM4H1 |  |  | Apr 7 2014 5:13PM
DFW CenturyLink | DFW CenturyLink -> ZZDL1 Cage AA12 -> 3200 -> 3205 | 3205 | RU#28 | LCESAS1-DA1 |  | Hewlett-Packard | ProLiant | DL380 G6 - SFF | HEPD897 | 2UX94701W2 |  |  | Apr 7 2014 5:13PM
DFW CenturyLink | DFW CenturyLink -> ZZDL1 Cage AA12 -> 3200 -> 3205 | 3205 | RU#26 | LCES2ND-DA1 |  | Hewlett-Packard | ProLiant | DL380 G6 - SFF | HEPD897 | 2UX947009Z |  |  | Apr 7 2014 5:13PM
DFW CenturyLink | DFW CenturyLink -> ZZDL1 Cage AA12 -> 3200 -> 3206 | 3206 | RU#45 | DRMATRANSFER |  | Tumbleweed Communications | MailGate | 4600 | TUBL014 | 8TTM4H1 |  |  | Apr 7 2014 5:14PM
DFW CenturyLink | DFW CenturyLink -> ZZDL1 Cage AA12 -> 3200 -> 3206 | 3206 | RU#22 | DRMSAIL |  | SUN Microsystems | Enterprise | T5220 | SUNM069 | BEL0827UE0 |  |  | Apr 7 2014 5:14PM
DFW CenturyLink | DFW CenturyLink -> ZZDL1 Cage AA12 -> 3200 -> 3206 | 3206 | RU#20 | DRSAIL |  | SUN Microsystems | Enterprise | T5140 | SUNM143 | BEL0813B2H |  |  | Apr 7 2014 5:14PM
DFW CenturyLink | DFW CenturyLink -> ZZDL1 Cage AA12 -> 3200 -> 3206 | 3206 | RU#18 | ROXO2 |  | SUN Microsystems | Enterprise | T5220 | SUNM069 | BEL0825QXT |  |  | Apr 7 2014 5:14PM
DFW CenturyLink | DFW CenturyLink -> ZZDL1 Cage AA12 -> 3200 -> 3206 | 3206 | RU#16 | KROGER2 |  | SUN Microsystems | Enterprise | T5220 | SUNM069 | BEL0825QPL |  |  | Apr 7 2014 5:14PM
DFW CenturyLink | DFW CenturyLink -> ZZDL1 Cage AA12 -> 3200 -> 3206 | 3206 | RU#14 | ROXO3 |  | SUN Microsystems | Enterprise | T5220 | SUNM069 | BEL0825QT0 |  |  | Apr 7 2014 5:14PM
DFW CenturyLink | DFW CenturyLink -> ZZDL1 Cage AA12 -> 3200 -> 3206 | 3206 | RU#10 | ROLLS |  | SUN Microsystems | Sun Fire | V440 | SUN199 |  |  |  | Apr 7 2014 5:13PM
DFW CenturyLink | DFW CenturyLink -> ZZDL1 Cage AA12 -> 3200 -> 3206 | 3206 | RU#06 | PRIMO |  | SUN Microsystems | Sun Fire | V440 | SUN199 |  |  |  | Apr 7 2014 5:13PM
DFW CenturyLink | DFW CenturyLink -> ZZDL1 Cage AA12 -> 3200 -> 3206 | 3206 | RU#01 | DA1SNU010-DR |  | SUN Microsystems | Sun Fire | V490 (Open View) | SUN716 |  |  |  | Apr 7 2014 5:13PM
DFW CenturyLink | DFW CenturyLink -> ZZDL1 Cage AA12 -> 3200 -> 3207 | 3207 | RU#46 | CONDALLAS6 |  | Raritan Computer | Dominion SX | DSX48 | RCI111 | WAI4300012 |  |  | Dec 3 2014 3:30PM
DFW CenturyLink | DFW CenturyLink -> ZZDL1 Cage AA12 -> 3200 -> 3208 | 3208 | RU#45 | STAGINGTRAFFIC |  | Bomgar | Bomgar | B300 | BOMC002 | NNGOO144410122 |  |  | Jan 14 2015 2:48PM
DFW CenturyLink | DFW CenturyLink -> ZZDL1 Cage AA12 -> 3200 -> 3208 | 3208 | RU#01 | da1hca007 |  | Hewlett-Packard | C-Class | C7000 G3 | HEPR451 | USE448F8F9 |  |  | Jan 8 2015 2:58PM
DFW CenturyLink | DFW CenturyLink -> ZZDL1 Cage AA12 -> 3200 -> 3209 | 3209 | RU#01 | da1hca008 |  | Hewlett-Packard | C-Class | C7000 G3 | HEPR451 | USE448F8FA |  |  | Jan 8 2015 2:58PM
DFW CenturyLink | DFW CenturyLink -> ZZDL1 Cage AA12 -> 3200 -> 3210 | 3210 | RU#43 | DFWSAV-DRADMINFW1 |  | Juniper Networks | SRX Series | SRX1400 | JUNP805 | BH3211AA0023 |  |  | Apr 10 2014 5:40PM
DFW CenturyLink | DFW CenturyLink -> ZZDL1 Cage AA12 -> 3200 -> 3210 | 3210 | RU#41 | DA1LTM011 |  | F5 Networks | BIG-IP | BIG-IP 3600 | F5LA208 | F5-JWTX-DUGZ |  |  | Apr 10 2014 5:40PM
DFW CenturyLink | DFW CenturyLink -> ZZDL1 Cage AA12 -> 3200 -> 3210 | 3210 | RU#40 | NTP-04 |  | Symmetricom | SyncServer | SyncServer S200 | SYM279 | 1228B39714 |  |  | Dec 3 2014 3:30PM
DFW CenturyLink | DFW CenturyLink -> ZZDL1 Cage AA12 -> 3200 -> 3210 | 3210 | RU#39 | XFER-04 |  | Infoblox | DNS | Trinzic 1410 | IFBX023 | 1401201406100310 |  |  | Aug 7 2014 5:08PM
DFW CenturyLink | DFW CenturyLink -> ZZDL1 Cage AA12 -> 3200 -> 3210 | 3210 | RU#38 | EXFER-03 |  | Infoblox | DNS | Trinzic 1410 | IFBX023 | 1401201409100200 |  |  | Dec 3 2014 11:37AM
DFW CenturyLink | DFW CenturyLink -> ZZDL1 Cage AA12 -> 3200 -> 3210 | 3210 | RU#37 | adobe-dns-04 |  | Infoblox | DNS | Trinzic 1400 | IFBX026 | 1434201410100120 |  |  | May 26 2015 3:34PM
DFW CenturyLink | DFW CenturyLink -> ZZDL1 Cage AA12 -> 3200 -> 3210 | 3210 | RU#36 | dfwdsibx02 |  | Infoblox | DNS | Trinzic 1420 | IFBX025 | 1401201412100220 |  |  | May 26 2015 3:34PM
DFW CenturyLink | DFW CenturyLink -> ZZDL1 Cage AA12 -> 3200 -> 3210 | 3210 | RU#35 | dfwdmzdns02 |  | Infoblox | DNS | Trinzic 820 | IFBX022 | 800201412100230 |  |  | May 26 2015 3:34PM
DFW CenturyLink | DFW CenturyLink -> ZZDL1 Cage AA12 -> 3200 -> 3210 | 3210 | RU#34 | dfwdribx02 |  | Infoblox | DNS | Trinzic 1420 | IFBX025 | 1401201412100180 |  |  | May 26 2015 3:34PM
DFW CenturyLink | DFW CenturyLink -> ZZDL1 Cage AA12 -> 3200 -> 3210 | 3210 | RU#16 | DFWSAV-INETRA |  | Cisco Systems | ASR 9000 Series | ASR-9001 | CSCY815 | F0C1832N4EB, FOC1831N53W |  |  | Dec 3 2014 2:27PM
DFW CenturyLink | DFW CenturyLink -> ZZDL1 Cage AA12 -> 3200 -> 3210 | 3210 | RU#01 | DFWSAV-DRINTCSA |  | Cisco Systems | Catalyst 6500 | WS-C6509-2 | CICO323 |  |  |  | Apr 10 2014 5:40PM
DFW CenturyLink | DFW CenturyLink -> ZZDL1 Cage AA12 -> 3200 -> 3211 | 3211 | RU#51 | CONDALLAS7 |  | Raritan Computer | Dominion SX | DSX48 | RCI111 | WAI4300017 |  |  | Dec 3 2014 3:30PM
DFW CenturyLink | DFW CenturyLink -> ZZDL1 Cage AA12 -> 3200 -> 3211 | 3211 | RU#43 | DFWSAV-DRADMINFW2 |  | Juniper Networks | SRX Series | SRX1400 | JUNP805 |  |  |  | Apr 10 2014 5:40PM
DFW CenturyLink | DFW CenturyLink -> ZZDL1 Cage AA12 -> 3200 -> 3211 | 3211 | RU#41 | DA1LTM012 |  | F5 Networks | BIG-IP | BIG-IP 3600 | F5LA208 | F5-JNFB-VNMC |  |  | Apr 10 2014 5:40PM
DFW CenturyLink | DFW CenturyLink -> ZZDL1 Cage AA12 -> 3200 -> 3211 | 3211 | RU#40 | NTP-03 |  | Symmetricom | SyncServer | SyncServer S200 | SYM279 | 1228B39713 |  |  | Dec 3 2014 3:30PM
DFW CenturyLink | DFW CenturyLink -> ZZDL1 Cage AA12 -> 3200 -> 3211 | 3211 | RU#39 | XFER-03 |  | Infoblox | DNS | Trinzic 1410 | IFBX023 | 1401201407100300 |  |  | Aug 7 2014 5:08PM
DFW CenturyLink | DFW CenturyLink -> ZZDL1 Cage AA12 -> 3200 -> 3211 | 3211 | RU#38 | EXFER-04 |  | Infoblox | DNS | Trinzic 1410 | IFBX023 | 1401201409100240 |  |  | Dec 3 2014 11:37AM
DFW CenturyLink | DFW CenturyLink -> ZZDL1 Cage AA12 -> 3200 -> 3211 | 3211 | RU#37 | adobe-dns-03 |  | Infoblox | DNS | Trinzic 1400 | IFBX026 | 1434201410100090 |  |  | May 26 2015 3:34PM
DFW CenturyLink | DFW CenturyLink -> ZZDL1 Cage AA12 -> 3200 -> 3211 | 3211 | RU#36 | dfwdsibx01 |  | Infoblox | DNS | Trinzic 1420 | IFBX025 | 1401201412100190 |  |  | May 26 2015 3:34PM
DFW CenturyLink | DFW CenturyLink -> ZZDL1 Cage AA12 -> 3200 -> 3211 | 3211 | RU#35 | dfwdmzdns01 |  | Infoblox | DNS | Trinzic 820 | IFBX022 | 800201412100180 |  |  | May 26 2015 3:34PM
DFW CenturyLink | DFW CenturyLink -> ZZDL1 Cage AA12 -> 3200 -> 3211 | 3211 | RU#34 | dfwdribx01 |  | Infoblox | DNS | Trinzic 1420 | IFBX025 | 1401201412100180 |  |  | May 26 2015 3:34PM
DFW CenturyLink | DFW CenturyLink -> ZZDL1 Cage AA12 -> 3200 -> 3211 | 3211 | RU#16 | DFWSAV-INETRB |  | Cisco Systems | ASR 9000 Series | ASR-9001 | CSCY815 | F0C1835N6B1 |  |  | Dec 3 2014 2:27PM
DFW CenturyLink | DFW CenturyLink -> ZZDL1 Cage AA12 -> 3200 -> 3211 | 3211 | RU#01 | DFWSAV-DRINTCSB |  | Cisco Systems | Catalyst 6500 | WS-C6506 | CSCA204 |  |  |  | Apr 10 2014 5:40PM
Dublin Colo | Dublin Colo -> Dublin DES -> Dublin DES ROW D -> Dublin DES ROW D CAB 1 | Dublin DES ROW D CAB 1 | RU#42 | daycare |  | Hewlett-Packard | ProLiant | DL360 G6 | HEPD899 | czj70601b1 |  |  | May 2 2015 5:13AM
Dublin Colo | Dublin Colo -> Dublin DES -> Dublin DES ROW D -> Dublin DES ROW D CAB 1 | Dublin DES ROW D CAB 1 | RU#03 | du1pdu-d1-1 |  | Raritan Computer | Dominion PX | PX3-5460R | RCI733 |  |  |  | May 2 2015 5:13AM
Dublin Colo | Dublin Colo -> Dublin DES -> Dublin DES ROW D -> Dublin DES ROW D CAB 1 | Dublin DES ROW D CAB 1 | RU#01 | du1pdu-d1-2 |  | Raritan Computer | Dominion PX | PX3-5460R | RCI733 |  |  |  | May 2 2015 5:13AM
Dublin Colo | Dublin Colo -> Dublin DES -> Dublin DES ROW D -> Dublin DES ROW D CAB 10 | Dublin DES ROW D CAB 10 | RU#42 | dubcon1 |  | Raritan Computer | Dominion SX | DSX48 | RCI111 |  |  |  | May 3 2015 12:22PM
Dublin Colo | Dublin Colo -> Dublin DES -> Dublin DES ROW D -> Dublin DES ROW D CAB 10 | Dublin DES ROW D CAB 10 | RU#40 | dblndes-dmzcra | NETWORK SERVICES | Juniper Networks | EX Series | EX4500 | JUNP757 | GG0211088217 | 100203555 |  | Jan 8 2015 5:59PM
Dublin Colo | Dublin Colo -> Dublin DES -> Dublin DES ROW D -> Dublin DES ROW D CAB 10 | Dublin DES ROW D CAB 10 | RU#38 | dblndes-dmzcrb | NETWORK SERVICES | Juniper Networks | EX Series | EX4500 | JUNP757 | GG0211086201 | 100203556 |  | Jan 8 2015 5:59PM
Dublin Colo | Dublin Colo -> Dublin DES -> Dublin DES ROW D -> Dublin DES ROW D CAB 10 | Dublin DES ROW D CAB 10 | RU#36 | dblndes-intracra | NETWORK SERVICES | Juniper Networks | EX Series | EX4500 | JUNP757 | GG0211080141 | 100203554 |  | Jan 8 2015 5:59PM
Dublin Colo | Dublin Colo -> Dublin DES -> Dublin DES ROW D -> Dublin DES ROW D CAB 10 | Dublin DES ROW D CAB 10 | RU#34 | dblndes-intracrb | NETWORK SERVICES | Juniper Networks | EX Series | EX4500 | JUNP757 | GG0211086187 | 100203553 |  | Jan 8 2015 5:59PM
Dublin Colo | Dublin Colo -> Dublin DES -> Dublin DES ROW D -> Dublin DES ROW D CAB 10 | Dublin DES ROW D CAB 10 | RU#30 | du1ltm001 | SECURITY SERVICES | F5 Networks | BIG-IP | BIG-IP 8900 | F5LA048 | F5-BXWC-BYAR | 100203552 | 10.129.4.61 | Jan 8 2015 5:59PM
Dublin Colo | Dublin Colo -> Dublin DES -> Dublin DES ROW D -> Dublin DES ROW D CAB 10 | Dublin DES ROW D CAB 10 | RU#28 | du1ltm002 | SECURITY SERVICES | F5 Networks | BIG-IP | BIG-IP 8900 | F5LA048 | F5-WQSH-TCC1 | 100203551 | 10.129.4.62 | Jan 8 2015 5:58PM
Dublin Colo | Dublin Colo -> Dublin DES -> Dublin DES ROW D -> Dublin DES ROW D CAB 10 | Dublin DES ROW D CAB 10 | RU#26 | du1ltm003 | SECURITY SERVICES | F5 Networks | BIG-IP | BIG-IP 3600 | F5LA208 | F5-HDKN-ZSES | 100203550 | 10.129.4.63 | Jan 8 2015 5:58PM
Dublin Colo | Dublin Colo -> Dublin DES -> Dublin DES ROW D -> Dublin DES ROW D CAB 10 | Dublin DES ROW D CAB 10 | RU#25 | du1ltm004 | SECURITY SERVICES | F5 Networks | BIG-IP | BIG-IP 3600 | F5LA208 | F5-HYQP-TORT | 100203549 | 10.129.4.60 | Jan 8 2015 5:58PM
Dublin Colo | Dublin Colo -> Dublin DES -> Dublin DES ROW D -> Dublin DES ROW D CAB 10 | Dublin DES ROW D CAB 10 | RU#24 | du1gtm001 |  | F5 Networks | BIG-IP | BIG-IP 3600 | F5LA208 | F5-HHKK-TTKZ | 100203547 |  | Jan 8 2015 5:58PM
Dublin Colo | Dublin Colo -> Dublin DES -> Dublin DES ROW D -> Dublin DES ROW D CAB 10 | Dublin DES ROW D CAB 10 | RU#16 | dblndes-webfwa | SECURITY SERVICES | Juniper Networks | SRX Series | SRX3600 | JUNP176 | CANT FIND SERIAL NUMBER | 100203546 | 10.129.4.5 | Jan 8 2015 5:58PM
Dublin Colo | Dublin Colo -> Dublin DES -> Dublin DES ROW D -> Dublin DES ROW D CAB 10 | Dublin DES ROW D CAB 10 | RU#11 | dblndes-webfwb | SECURITY SERVICES | Juniper Networks | SRX Series | SRX3600 | JUNP176 | CANT FIND SERIAL NUMBER | 100203545 | 10.129.4.6 | Jan 8 2015 5:58PM
Dublin Colo | Dublin Colo -> Dublin DES -> Dublin DES ROW D -> Dublin DES ROW D CAB 10 | Dublin DES ROW D CAB 10 | RU#06 | dblndes-webadminfwa | SECURITY SERVICES | Juniper Networks | SRX Series | SRX3600 | JUNP176 | CANT FIND SERIAL NUMBER | 100203544 | 10.129.1.36 | Jan 8 2015 5:58PM
Dublin Colo | Dublin Colo -> Dublin DES -> Dublin DES ROW D -> Dublin DES ROW D CAB 10 | Dublin DES ROW D CAB 10 | RU#01 | dblndes-webadminfwb | SECURITY SERVICES | Juniper Networks | SRX Series | SRX3600 | JUNP176 | CANT FIND SERIAL NUMBER | 100203543 | 10.129.1.37 | Jan 8 2015 5:58PM
Dublin Colo | Dublin Colo -> Dublin DES -> Dublin DES ROW D -> Dublin DES ROW D CAB 10 | Dublin DES ROW D CAB 10 | InOutPlug#2 | du1pdu-e10-2 |  | Raritan Computer | Dominion PX | PX3-5493V | RCI725 |  |  |  | May 3 2015 12:22PM
Dublin Colo | Dublin Colo -> Dublin DES -> Dublin DES ROW D -> Dublin DES ROW D CAB 10 | Dublin DES ROW D CAB 10 | InOutPlug#1 | du1pdu-e10-1 |  | Raritan Computer | Dominion PX | PX3-5493V | RCI725 |  |  |  | May 3 2015 12:22PM
Dublin Colo | Dublin Colo -> Dublin DES -> Dublin DES ROW D -> Dublin DES ROW D CAB 11 | Dublin DES ROW D CAB 11 | RU#42 | Dblndes-dmztorsa | NETWORK SERVICES | Juniper Networks | EX Series | EX4500 | JUNP757 | GG0211080114 |  | 10.129.4.13 | Jan 8 2015 6:00PM
Dublin Colo | Dublin Colo -> Dublin DES -> Dublin DES ROW D -> Dublin DES ROW D CAB 11 | Dublin DES ROW D CAB 11 | RU#39 | Dblndes-intratorsa | NETWORK SERVICES | Juniper Networks | EX Series | EX4500 | JUNP757 | GG0211086203 |  | 10.129.0.2 | Jan 8 2015 6:00PM
Dublin Colo | Dublin Colo -> Dublin DES -> Dublin DES ROW D -> Dublin DES ROW D CAB 11 | Dublin DES ROW D CAB 11 | RU#34 | du1vcm001 |  | F5 Networks | BIG-IP | BIG-IP 10050s | F5LA147 | f5-dfev-ghob |  |  | Jul 1 2016 4:31AM
Dublin Colo | Dublin Colo -> Dublin DES -> Dublin DES ROW D -> Dublin DES ROW D CAB 11 | Dublin DES ROW D CAB 11 | RU#33 | du1ucs003 |  | Cisco Systems | UCS C-Series | UCS C220 M3 SFF | CISC076 | fch1946v2wu |  |  | Jun 30 2016 1:57PM
Dublin Colo | Dublin Colo -> Dublin DES -> Dublin DES ROW D -> Dublin DES ROW D CAB 11 | Dublin DES ROW D CAB 11 | RU#32 | du1ucs001 |  | Cisco Systems | UCS C-Series | UCS C220 M4 SFF | CSSY740 | fch1946v2tr |  |  | Jun 30 2016 1:30PM
Dublin Colo | Dublin Colo -> Dublin DES -> Dublin DES ROW D -> Dublin DES ROW D CAB 11 | Dublin DES ROW D CAB 11 | RU#30 | du1pdu-d11-1 |  | Raritan Computer | Dominion PX | PX3-5460R | RCI733 |  |  |  | May 3 2015 12:53PM
Dublin Colo | Dublin Colo -> Dublin DES -> Dublin DES ROW D -> Dublin DES ROW D CAB 11 | Dublin DES ROW D CAB 11 | RU#28 | du1pdu-d11-2 |  | Raritan Computer | Dominion PX | PX3-5460R | RCI733 |  |  |  | May 3 2015 12:53PM
Dublin Colo | Dublin Colo -> Dublin DES -> Dublin DES ROW D -> Dublin DES ROW D CAB 11 | Dublin DES ROW D CAB 11 | RU#21 | du1asm1 | SECURITY SERVICES | F5 Networks | BIG-IP | BIG-IP 1600 | F5LA041 | f5-siyf-tzmc |  | 10.129.102.35 | Jan 8 2015 6:00PM
Dublin Colo | Dublin Colo -> Dublin DES -> Dublin DES ROW D -> Dublin DES ROW D CAB 11 | Dublin DES ROW D CAB 11 | RU#20 | du1ha001-kmm |  | IBM | Rack Monitor | MON-3000-Close | IBM651 |  |  |  | Jan 8 2015 6:00PM
Dublin Colo | Dublin Colo -> Dublin DES -> Dublin DES ROW D -> Dublin DES ROW D CAB 11 | Dublin DES ROW D CAB 11 | RU#19 | du1ha001-2 |  | IBM | Power 7 Series | 7042-CR6 | IBMC364 | 0637f5c |  |  | May 3 2015 12:52PM
Dublin Colo | Dublin Colo -> Dublin DES -> Dublin DES ROW D -> Dublin DES ROW D CAB 11 | Dublin DES ROW D CAB 11 | RU#15 | Du1iha001-1 | SECURITY SERVICES | IBM | P-Series | 5877 IO Expansion Drawer | IBM929 | 06375FC |  |  | Jan 8 2015 6:00PM
Dublin Colo | Dublin Colo -> Dublin DES -> Dublin DES ROW D -> Dublin DES ROW D CAB 11 | Dublin DES ROW D CAB 11 | RU#11 | Du1iha001 | SECURITY SERVICES | IBM | Power 7 Series | Power 750 Express | IBMM798 | 06B0DAP |  |  | Jan 8 2015 5:59PM
Dublin Colo | Dublin Colo -> Dublin DES -> Dublin DES ROW D -> Dublin DES ROW D CAB 2 | Dublin DES ROW D CAB 2 | RU#41 | du1pdu-d2-1 |  | Raritan Computer | Dominion PX | PX3-5460R | RCI733 |  |  |  | May 2 2015 5:34AM
Dublin Colo | Dublin Colo -> Dublin DES -> Dublin DES ROW D -> Dublin DES ROW D CAB 2 | Dublin DES ROW D CAB 2 | RU#39 | du1pdu-d2-2 |  | Raritan Computer | Dominion PX | PX3-5460R | RCI733 |  |  |  | May 2 2015 5:34AM
Dublin Colo | Dublin Colo -> Dublin DES -> Dublin DES ROW D -> Dublin DES ROW D CAB 2 | Dublin DES ROW D CAB 2 | RU#27 | dubdsibx01 |  | Infoblox | DNS | Trinzic 1400 | IFBX026 | 1401-2014-1210-0151 |  |  | May 2 2015 5:34AM
Dublin Colo | Dublin Colo -> Dublin DES -> Dublin DES ROW D -> Dublin DES ROW D CAB 2 | Dublin DES ROW D CAB 2 | RU#26 | dubdsibx02 |  | Infoblox | DNS | Trinzic 1400 | IFBX026 | 1401-2014-1210-0130 |  |  | May 2 2015 5:34AM
Dublin Colo | Dublin Colo -> Dublin DES -> Dublin DES ROW D -> Dublin DES ROW D CAB 2 | Dublin DES ROW D CAB 2 | RU#25 | dubdsibx03 |  | Infoblox | DNS | Trinzic 1400 | IFBX026 | 1401-2014-1210-0140 |  |  | May 2 2015 5:34AM
Dublin Colo | Dublin Colo -> Dublin DES -> Dublin DES ROW D -> Dublin DES ROW D CAB 2 | Dublin DES ROW D CAB 2 | RU#24 | dubdsibx04 |  | Infoblox | DNS | Trinzic 1400 | IFBX026 | 1401-2014-1210-0141 |  |  | May 2 2015 5:34AM
Dublin Colo | Dublin Colo -> Dublin DES -> Dublin DES ROW D -> Dublin DES ROW D CAB 2 | Dublin DES ROW D CAB 2 | RU#14 | Dblndes-inetra |  | Cisco Systems | ASR 9000 Series | ASR-9006-AC | CISY624 | fox1710gn74 |  |  | Jan 8 2015 5:49PM
Dublin Colo | Dublin Colo -> Dublin DES -> Dublin DES ROW D -> Dublin DES ROW D CAB 2 | Dublin DES ROW D CAB 2 | RU#02 | Dblndes-inetrb |  | Cisco Systems | ASR 9000 Series | ASR-9006-AC | CISY624 | fox1708g8bz |  |  | Jan 8 2015 5:49PM
Dublin Colo | Dublin Colo -> Dublin DES -> Dublin DES ROW D -> Dublin DES ROW D CAB 3 | Dublin DES ROW D CAB 3 | RU#19 | dblndes-greha |  | Cisco Systems | ASR 1000 Series | ASR1006 | CISO864 |  |  |  | Sep 29 2016 4:58AM
Dublin Colo | Dublin Colo -> Dublin DES -> Dublin DES ROW D -> Dublin DES ROW D CAB 3 | Dublin DES ROW D CAB 3 | RU#15 | OUTBOUND-SMTP-2 | MESSAGING SERVICES | SUN Microsystems | Sun Fire | V440 | SUN199 | 0411AD23BC | 100203621 | 193.95.148.142 | Jan 8 2015 5:49PM
Dublin Colo | Dublin Colo -> Dublin DES -> Dublin DES ROW D -> Dublin DES ROW D CAB 3 | Dublin DES ROW D CAB 3 | RU#03 | du1pdu-d3-1 |  | Raritan Computer | Dominion PX | PX3-5460R | RCI733 |  |  |  | May 2 2015 5:59AM
Dublin Colo | Dublin Colo -> Dublin DES -> Dublin DES ROW D -> Dublin DES ROW D CAB 3 | Dublin DES ROW D CAB 3 | RU#01 | du1pdu-d3-2 |  | Raritan Computer | Dominion PX | PX3-5460R | RCI733 |  |  |  | May 2 2015 5:59AM
Dublin Colo | Dublin Colo -> Dublin DES -> Dublin DES ROW D -> Dublin DES ROW D CAB 4 | Dublin DES ROW D CAB 4 | RU#41 | dblndes-psn03 |  | Cisco Systems | Identity Service Engine 3400 Series | SNS-3495-K9 | CSSY305 | fch2020v056 |  |  | Jun 30 2016 1:30PM
Dublin Colo | Dublin Colo -> Dublin DES -> Dublin DES ROW D -> Dublin DES ROW D CAB 4 | Dublin DES ROW D CAB 4 | RU#38 | dublin-acano |  | Acano | Acano | Acano Server | ACAN001 |  |  |  | Sep 29 2016 5:11AM
Dublin Colo | Dublin Colo -> Dublin DES -> Dublin DES ROW D -> Dublin DES ROW D CAB 4 | Dublin DES ROW D CAB 4 | RU#37 | smtp-relay-dub | MESSAGING SERVICES | SUN Microsystems | Enterprise | T5120 | SUNM067 | BEL0813B8Z | 100203422 | 172.26.144.32 | Jan 8 2015 5:50PM
Dublin Colo | Dublin Colo -> Dublin DES -> Dublin DES ROW D -> Dublin DES ROW D CAB 4 | Dublin DES ROW D CAB 4 | RU#35 | Berdan-test-asa |  | Cisco Systems | ASA 5500 | ASA 5520 | CICO119 | jmx1340l1dm |  |  | Jan 8 2015 5:50PM
Dublin Colo | Dublin Colo -> Dublin DES -> Dublin DES ROW D -> Dublin DES ROW D CAB 4 | Dublin DES ROW D CAB 4 | RU#31 | csmaster-eu1 |  | Bomgar | Bomgar | B300 | BOMC002 | m41440000000025 |  |  | May 2 2015 8:20AM
Dublin Colo | Dublin Colo -> Dublin DES -> Dublin DES ROW D -> Dublin DES ROW D CAB 4 | Dublin DES ROW D CAB 4 | RU#30 | cstraffic-eu1 |  | Bomgar | Bomgar | B300 | BOMC002 | nng03145210125 |  |  | May 2 2015 8:20AM
Dublin Colo | Dublin Colo -> Dublin DES -> Dublin DES ROW D -> Dublin DES ROW D CAB 4 | Dublin DES ROW D CAB 4 | RU#29 | cstraffic-eu2 |  | Bomgar | Bomgar | B300 | BOMC002 | nng03145210127 |  |  | May 2 2015 8:20AM
Dublin Colo | Dublin Colo -> Dublin DES -> Dublin DES ROW D -> Dublin DES ROW D CAB 4 | Dublin DES ROW D CAB 4 | RU#25 | dblndes-ob1 |  | Cisco Systems | Cisco 3700 | CISCO3725 | CSCO338 | jmx0819l3qs |  |  | May 2 2015 8:20AM
Dublin Colo | Dublin Colo -> Dublin DES -> Dublin DES ROW D -> Dublin DES ROW D CAB 4 | Dublin DES ROW D CAB 4 | RU#22 | berdan-testrouter |  | Cisco Systems | Cisco 7200 | 7200 VXR | CISY651 | 72971573 |  |  | May 2 2015 8:20AM
Dublin Colo | Dublin Colo -> Dublin DES -> Dublin DES ROW D -> Dublin DES ROW D CAB 4 | Dublin DES ROW D CAB 4 | RU#16 | dubwsg01 |  | Websense | Web Security | Websense V10000 G2 | WEBS001 | hrht25j |  |  | Jan 8 2015 5:50PM
Dublin Colo | Dublin Colo -> Dublin DES -> Dublin DES ROW D -> Dublin DES ROW D CAB 4 | Dublin DES ROW D CAB 4 | RU#13 | dubwsg04 |  | Websense | Web Security | Websense V10000 G2 | WEBS001 | 2rgn25j |  |  | Jan 8 2015 5:50PM
Dublin Colo | Dublin Colo -> Dublin DES -> Dublin DES ROW D -> Dublin DES ROW D CAB 4 | Dublin DES ROW D CAB 4 | RU#09 | INBOUND-SMTP-2 | MESSAGING SERVICES | SUN Microsystems | Sun Fire | V440 | SUN199 | 0410AD1A56 | 100203435 | 193.95.148.141 | Jan 8 2015 5:50PM
Dublin Colo | Dublin Colo -> Dublin DES -> Dublin DES ROW D -> Dublin DES ROW D CAB 4 | Dublin DES ROW D CAB 4 | RU#03 | du1pdu-d4-1 |  | Raritan Computer | Dominion PX | PX3-5460R | RCI733 |  |  |  | May 2 2015 8:20AM
Dublin Colo | Dublin Colo -> Dublin DES -> Dublin DES ROW D -> Dublin DES ROW D CAB 4 | Dublin DES ROW D CAB 4 | RU#01 | du1pdu-d4-2 |  | Raritan Computer | Dominion PX | PX3-5460R | RCI733 |  |  |  | May 2 2015 8:20AM
Dublin Colo | Dublin Colo -> Dublin DES -> Dublin DES ROW D -> Dublin DES ROW D CAB 5 | Dublin DES ROW D CAB 5 | RU#37 | DUBINETFW2 | SECURITY SERVICES | Juniper Networks | SSG Series | SSG-550-001 | JUNP444 | JN10F57CEADB |  | 10.128.3.182 | Jan 8 2015 5:52PM
Dublin Colo | Dublin Colo -> Dublin DES -> Dublin DES ROW D -> Dublin DES ROW D CAB 5 | Dublin DES ROW D CAB 5 | RU#36 | Cisco ATS switch for 3750 switches |  | Cisco Systems | AC-DC Power Solution | CSCO-EXP-PANEL | CISY707 | coupaa7baa |  |  | Jan 8 2015 5:52PM
Dublin Colo | Dublin Colo -> Dublin DES -> Dublin DES ROW D -> Dublin DES ROW D CAB 5 | Dublin DES ROW D CAB 5 | RU#34 | DBLNDES-DMZ1SB |  | Cisco Systems | Catalyst 2900 XL | WS-C2924-XL | CSCO314 | fcz1105x00r |  |  | Jan 8 2015 5:52PM
Dublin Colo | Dublin Colo -> Dublin DES -> Dublin DES ROW D -> Dublin DES ROW D CAB 5 | Dublin DES ROW D CAB 5 | RU#31 | DUBCWEBADMINFW2 | NETWORK SERVICES | Juniper Networks | NetScreen | NS-ISG-2000 | JUNP111 | 133012008000177 |  | 10.128.3.198 | Jan 8 2015 5:52PM
Dublin Colo | Dublin Colo -> Dublin DES -> Dublin DES ROW D -> Dublin DES ROW D CAB 5 | Dublin DES ROW D CAB 5 | RU#25 | DUBCWEBFW2 | SECURITY SERVICES | Juniper Networks | NetScreen | NS-ISG-2000-DC | JUNP112 | 79012008000170 |  | 172.26.149.3 | Jan 8 2015 5:52PM
Dublin Colo | Dublin Colo -> Dublin DES -> Dublin DES ROW D -> Dublin DES ROW D CAB 5 | Dublin DES ROW D CAB 5 | RU#24 | bomgarstaging |  | Bomgar | Bomgar | B300 | BOMC002 | nng03141810249 |  |  | May 2 2015 9:00AM
Dublin Colo | Dublin Colo -> Dublin DES -> Dublin DES ROW D -> Dublin DES ROW D CAB 5 | Dublin DES ROW D CAB 5 | RU#23 | bomgartraffic2 |  | Bomgar | Bomgar | B200 | BOMC001 | NNG03132010224 |  |  | Jan 8 2015 5:52PM
Dublin Colo | Dublin Colo -> Dublin DES -> Dublin DES ROW D -> Dublin DES ROW D CAB 5 | Dublin DES ROW D CAB 5 | RU#20 | DubPaloAltoM100 |  | Palo Alto Networks | Panorama | M-100 Panorama | PLNO017 |  |  |  | Sep 29 2016 5:11AM
Dublin Colo | Dublin Colo -> Dublin DES -> Dublin DES ROW D -> Dublin DES ROW D CAB 5 | Dublin DES ROW D CAB 5 | RU#18 | bomgartraffic1 |  | Bomgar | Bomgar | B200 | BOMC001 | NNG03125110132 |  | 172.26.144.54 | Jan 8 2015 5:51PM
Dublin Colo | Dublin Colo -> Dublin DES -> Dublin DES ROW D -> Dublin DES ROW D CAB 5 | Dublin DES ROW D CAB 5 | RU#17 | bomgarmaster2 |  | Bomgar | Bomgar | B200 | BOMC001 | NNG03125110131, |  | 172.26.144.53 | Jan 8 2015 5:51PM
Dublin Colo | Dublin Colo -> Dublin DES -> Dublin DES ROW D -> Dublin DES ROW D CAB 5 | Dublin DES ROW D CAB 5 | RU#16 | bomgarmaster1 |  | Bomgar | Bomgar | B200 | BOMC001 | NNG03125110136 |  | 172.26.144.52] | Jan 8 2015 5:51PM
Dublin Colo | Dublin Colo -> Dublin DES -> Dublin DES ROW D -> Dublin DES ROW D CAB 5 | Dublin DES ROW D CAB 5 | RU#15 | Ntp-06 |  | Symmetricom | SyncServer | SyncServer S200 | SYM279 | CANT LOCATE SERIAL |  |  | Jan 8 2015 5:51PM
Dublin Colo | Dublin Colo -> Dublin DES -> Dublin DES ROW D -> Dublin DES ROW D CAB 5 | Dublin DES ROW D CAB 5 | RU#14 | Ntp-05 |  | Symmetricom | SyncServer | SyncServer S200 | SYM279 | CANT LOCATE SERIAL |  |  | Jan 8 2015 5:51PM
Dublin Colo | Dublin Colo -> Dublin DES -> Dublin DES ROW D -> Dublin DES ROW D CAB 5 | Dublin DES ROW D CAB 5 | RU#13 | dubdmzdns02 |  | Infoblox | DNS | Trinzic 820 | IFBX022 | 0800-2014-1210-0140 |  |  | May 2 2015 9:00AM
Dublin Colo | Dublin Colo -> Dublin DES -> Dublin DES ROW D -> Dublin DES ROW D CAB 5 | Dublin DES ROW D CAB 5 | RU#12 | adobe-dns-06 |  | Infoblox | DNS | Trinzic 1400 | IFBX026 | 1434-2014-1010-0096 |  |  | May 2 2015 9:00AM
Dublin Colo | Dublin Colo -> Dublin DES -> Dublin DES ROW D -> Dublin DES ROW D CAB 5 | Dublin DES ROW D CAB 5 | RU#11 | exfer-06 |  | Infoblox | DNS | Trinzic 1400 | IFBX026 | 143420140100090 |  |  | May 2 2015 9:00AM
Dublin Colo | Dublin Colo -> Dublin DES -> Dublin DES ROW D -> Dublin DES ROW D CAB 5 | Dublin DES ROW D CAB 5 | RU#03 | du1pdu-d5-1 |  | Raritan Computer | Dominion PX | PX3-5460R | RCI733 |  |  |  | May 2 2015 9:00AM
Dublin Colo | Dublin Colo -> Dublin DES -> Dublin DES ROW D -> Dublin DES ROW D CAB 5 | Dublin DES ROW D CAB 5 | RU#01 | du1pdu-d5-2 |  | Raritan Computer | Dominion PX | PX3-5460R | RCI733 |  |  |  | May 2 2015 9:00AM
Dublin Colo | Dublin Colo -> Dublin DES -> Dublin DES ROW D -> Dublin DES ROW D CAB 6 | Dublin DES ROW D CAB 6 | RU#38 | DUBINETFW1 | SECURITY SERVICES | Juniper Networks | SSG Series | SSG-550-001 | JUNP444 | JN10F394CADB |  | 10.128.3.181 | Jan 8 2015 5:53PM
Dublin Colo | Dublin Colo -> Dublin DES -> Dublin DES ROW D -> Dublin DES ROW D CAB 6 | Dublin DES ROW D CAB 6 | RU#34 | DBLNDES-DMZ1SA |  | Cisco Systems | Catalyst 2900 XL | WS-C2924-XL | CSCO314 | fcz1105y00g |  |  | Jan 8 2015 5:53PM
Dublin Colo | Dublin Colo -> Dublin DES -> Dublin DES ROW D -> Dublin DES ROW D CAB 6 | Dublin DES ROW D CAB 6 | RU#31 | DUBCWEBADMINFW1 | NETWORK SERVICES | Juniper Networks | NetScreen | NS-ISG-2000 | JUNP111 | 133012008000159 |  |  | Jan 8 2015 5:53PM
Dublin Colo | Dublin Colo -> Dublin DES -> Dublin DES ROW D -> Dublin DES ROW D CAB 6 | Dublin DES ROW D CAB 6 | RU#26 | DUBCWEBFW1 | SECURITY SERVICES | Juniper Networks | NetScreen | NS-ISG-2000-DC | JUNP112 | 79012008000048 |  | 172.26.149.2 | Jan 8 2015 5:53PM
Dublin Colo | Dublin Colo -> Dublin DES -> Dublin DES ROW D -> Dublin DES ROW D CAB 6 | Dublin DES ROW D CAB 6 | RU#23 | Degwl-881 | NETWORK SERVICES | Cisco Systems | Cisco 5500 | AIR-CT5508-25-K9 | CISO656 | FCW1412L0EX |  |  | Jan 8 2015 5:53PM
Dublin Colo | Dublin Colo -> Dublin DES -> Dublin DES ROW D -> Dublin DES ROW D CAB 6 | Dublin DES ROW D CAB 6 | RU#22 | Asa-dublin-11i | NETWORK SERVICES | Cisco Systems | ASA 5500 | ASA 5550 | CICO641 | fgl163140m4 |  |  | Jan 8 2015 5:53PM
Dublin Colo | Dublin Colo -> Dublin DES -> Dublin DES ROW D -> Dublin DES ROW D CAB 6 | Dublin DES ROW D CAB 6 | RU#20 | dubwsg06 |  | Websense | Web Security | Websense V10000 G2 | WEBS001 | G86MW12 |  |  | May 2 2015 10:33AM
Dublin Colo | Dublin Colo -> Dublin DES -> Dublin DES ROW D -> Dublin DES ROW D CAB 6 | Dublin DES ROW D CAB 6 | RU#19 | dubwsg05 |  | Websense | Web Security | Websense V10000 G2 | WEBS001 | G86LW12 |  |  | May 2 2015 10:33AM
Dublin Colo | Dublin Colo -> Dublin DES -> Dublin DES ROW D -> Dublin DES ROW D CAB 6 | Dublin DES ROW D CAB 6 | RU#18 | dubwsg07 |  | Websense | Web Security | Websense V10000 G2 | WEBS001 | G85PW12 |  |  | May 2 2015 10:33AM
Dublin Colo | Dublin Colo -> Dublin DES -> Dublin DES ROW D -> Dublin DES ROW D CAB 6 | Dublin DES ROW D CAB 6 | RU#17 | dubwsg08 |  | Websense | Web Security | Websense V10000 G2 | WEBS001 | G85NW12 |  |  | May 2 2015 10:33AM
Dublin Colo | Dublin Colo -> Dublin DES -> Dublin DES ROW D -> Dublin DES ROW D CAB 6 | Dublin DES ROW D CAB 6 | RU#16 | du1ltm05 |  | F5 Networks | BIG-IP | BIG-IP 3600 | F5LA208 | f5-kixm-tpyb |  |  | Jan 8 2015 5:53PM
Dublin Colo | Dublin Colo -> Dublin DES -> Dublin DES ROW D -> Dublin DES ROW D CAB 6 | Dublin DES ROW D CAB 6 | RU#15 | du1ltm06 |  | F5 Networks | BIG-IP | BIG-IP 3600 | F5LA208 | f5-btga-flua |  |  | Jan 8 2015 5:52PM
Dublin Colo | Dublin Colo -> Dublin DES -> Dublin DES ROW D -> Dublin DES ROW D CAB 6 | Dublin DES ROW D CAB 6 | RU#14 | dubdmzdns01 |  | Infoblox | DNS | Trinzic 820 | IFBX022 | 0800-2014-1210-0081 |  |  | May 2 2015 10:33AM
Dublin Colo | Dublin Colo -> Dublin DES -> Dublin DES ROW D -> Dublin DES ROW D CAB 6 | Dublin DES ROW D CAB 6 | RU#13 | adobe-dns-05 |  | Infoblox | DNS | Trinzic 1400 | IFBX026 | 1434-2014-1010-0102 |  |  | May 2 2015 10:33AM
Dublin Colo | Dublin Colo -> Dublin DES -> Dublin DES ROW D -> Dublin DES ROW D CAB 6 | Dublin DES ROW D CAB 6 | RU#12 | exfer-05 |  | Infoblox | DNS | Trinzic 1400 | IFBX026 | 143420140100104 |  |  | May 2 2015 10:33AM
Dublin Colo | Dublin Colo -> Dublin DES -> Dublin DES ROW D -> Dublin DES ROW D CAB 6 | Dublin DES ROW D CAB 6 | RU#03 | du1pdu-d6-1 |  | Raritan Computer | Dominion PX | PX3-5460R | RCI733 |  |  |  | May 2 2015 10:33AM
Dublin Colo | Dublin Colo -> Dublin DES -> Dublin DES ROW D -> Dublin DES ROW D CAB 6 | Dublin DES ROW D CAB 6 | RU#01 | du1pdu-d6-2 |  | Raritan Computer | Dominion PX | PX3-5460R | RCI733 |  |  |  | May 2 2015 10:33AM
Dublin Colo | Dublin Colo -> Dublin DES -> Dublin DES ROW D -> Dublin DES ROW D CAB 7 | Dublin DES ROW D CAB 7 | RU#36 | Dblndes-ob1-fw |  | NetScreen Technologies | NetScreen | NetScreen-208 | NSTI013 | CANT LOCATE SERIAL |  |  | Jan 8 2015 5:54PM
Dublin Colo | Dublin Colo -> Dublin DES -> Dublin DES ROW D -> Dublin DES ROW D CAB 7 | Dublin DES ROW D CAB 7 | RU#35 | dubstageconsole |  | Avocent | ACS 6000 Series | ACS6048DAC | AVOC271 | 270290493 |  |  | Aug 13 2015 8:15AM
Dublin Colo | Dublin Colo -> Dublin DES -> Dublin DES ROW D -> Dublin DES ROW D CAB 7 | Dublin DES ROW D CAB 7 | RU#34 | dubcon3 |  | Raritan Computer | Dominion SX | DSXA-48-AC | RCI175 |  |  |  | May 3 2015 10:53AM
Dublin Colo | Dublin Colo -> Dublin DES -> Dublin DES ROW D -> Dublin DES ROW D CAB 7 | Dublin DES ROW D CAB 7 | RU#19 | dubcon2 |  | Raritan Computer | Dominion SX | DSXA-48-AC | RCI175 |  |  |  | May 3 2015 10:53AM
Dublin Colo | Dublin Colo -> Dublin DES -> Dublin DES ROW D -> Dublin DES ROW D CAB 7 | Dublin DES ROW D CAB 7 | RU#17 | dblndes-wwiscsb |  | Cisco Systems | Catalyst 3850 | WS-C3850-48F | CSSY073 | CAN READ SERIAL |  |  | May 3 2015 10:53AM
Dublin Colo | Dublin Colo -> Dublin DES -> Dublin DES ROW D -> Dublin DES ROW D CAB 7 | Dublin DES ROW D CAB 7 | RU#01 | du1pdu-d7-2 |  | Raritan Computer | Dominion PX | PX3-5460R | RCI733 |  |  |  | May 3 2015 10:53AM
Dublin Colo | Dublin Colo -> Dublin DES -> Dublin DES ROW D -> Dublin DES ROW D CAB 7 -Reverse | Dublin DES ROW D CAB 7 -Reverse | RU#16 | dblndes-wwiscsa |  | Cisco Systems | Catalyst 3850 | WS-C3850-48F | CSSY073 | ipmw800ara |  |  | May 3 2015 10:36AM
Dublin Colo | Dublin Colo -> Dublin DES -> Dublin DES ROW D -> Dublin DES ROW D CAB 7 -Reverse | Dublin DES ROW D CAB 7 -Reverse | RU#01 | du1pdu-d7-1 |  | Raritan Computer | Dominion PX | PX3-5460R | RCI733 |  |  |  | May 3 2015 10:36AM
Dublin Colo | Dublin Colo -> Dublin DES -> Dublin DES ROW D -> Dublin DES ROW D CAB 7 -Reverse -> dblndes-wwiscsa | dblndes-wwiscsa | PS Slot#2 | PWR-C1-1100WAC |  | Cisco Systems | Catalyst 3850 | PWR-C1-1100WAC | CISC875 |  |  |  | May 3 2015 10:36AM
Dublin Colo | Dublin Colo -> Dublin DES -> Dublin DES ROW D -> Dublin DES ROW D CAB 7 -Reverse -> dblndes-wwiscsa | dblndes-wwiscsa | PS Slot#1 | PWR-C1-1100WAC |  | Cisco Systems | Catalyst 3850 | PWR-C1-1100WAC | CISC875 |  |  |  | May 3 2015 10:36AM
Dublin Colo | Dublin Colo -> Dublin DES -> Dublin DES ROW D -> Dublin DES ROW D CAB 8 | Dublin DES ROW D CAB 8 | RU#24 | Dublin-wan |  | Cisco Systems | ASA 5500 | ASA 5520 | CICO119 | CANT READ SERIAL |  |  | Jan 8 2015 5:56PM
Dublin Colo | Dublin Colo -> Dublin DES -> Dublin DES ROW D -> Dublin DES ROW D CAB 8 | Dublin DES ROW D CAB 8 | RU#23 | Asa-dublin-1 |  | Cisco Systems | ASA 5500 | ASA 5505-Rackmount | CICO798 | CANT READ SERIAL |  |  | Jan 8 2015 5:56PM
Dublin Colo | Dublin Colo -> Dublin DES -> Dublin DES ROW D -> Dublin DES ROW D CAB 8 | Dublin DES ROW D CAB 8 | RU#19 | dublin-wan-new |  | Cisco Systems | ASR 1000 Series | ASR1002 | CISO872 | FOX1647GXVJ |  | 10.128.0.4 | Jan 8 2015 5:51PM
Dublin Colo | Dublin Colo -> Dublin DES -> Dublin DES ROW D -> Dublin DES ROW D CAB 8 | Dublin DES ROW D CAB 8 | RU#01 | DBLNDES-CRB | NETWORK SERVICES | Cisco Systems | Catalyst 6500 | WS-C6509 | CSCA203 | SMC104600NF |  | 10.128.0.1 | Jan 8 2015 5:56PM
Dublin Colo | Dublin Colo -> Dublin DES -> Dublin DES ROW D -> Dublin DES ROW D CAB 8 -Reverse | Dublin DES ROW D CAB 8 -Reverse | RU#01 | DBLNDES-CRA | NETWORK SERVICES | Cisco Systems | Catalyst 6500 | WS-C6509 | CSCA203 | SMC104600QB |  | 10.128.0.1 | Jan 8 2015 6:02PM
Dublin Colo | Dublin Colo -> Dublin DES -> Dublin DES ROW D -> Dublin DES ROW D CAB 9 | Dublin DES ROW D CAB 9 | RU#42 | Dblndes-dmztorsb |  | Juniper Networks | EX Series | EX4500 | JUNP757 | GG02110C8191 |  |  | Jan 8 2015 5:58PM
Dublin Colo | Dublin Colo -> Dublin DES -> Dublin DES ROW D -> Dublin DES ROW D CAB 9 | Dublin DES ROW D CAB 9 | RU#39 | Dblndes-intratorsb |  | Juniper Networks | EX Series | EX4500 | JUNP757 | GG02110C143 |  |  | Jan 8 2015 5:58PM
Dublin Colo | Dublin Colo -> Dublin DES -> Dublin DES ROW D -> Dublin DES ROW D CAB 9 | Dublin DES ROW D CAB 9 | RU#32 | du1vcm002 |  | F5 Networks | BIG-IP | BIG-IP 10050s | F5LA147 | f5-enik-dqys |  |  | Jul 1 2016 4:31AM
Dublin Colo | Dublin Colo -> Dublin DES -> Dublin DES ROW D -> Dublin DES ROW D CAB 9 | Dublin DES ROW D CAB 9 | RU#31 | du1ucs004 |  | Cisco Systems | UCS C-Series | UCS C220 M3 SFF | CISC076 | fch1946v2tl |  |  | Jun 30 2016 1:50PM
Dublin Colo | Dublin Colo -> Dublin DES -> Dublin DES ROW D -> Dublin DES ROW D CAB 9 | Dublin DES ROW D CAB 9 | RU#30 | du1ucs002 |  | Cisco Systems | UCS C-Series | UCS C220 M4 SFF | CSSY740 | fch1946v2tq |  |  | Jun 30 2016 1:30PM
Dublin Colo | Dublin Colo -> Dublin DES -> Dublin DES ROW D -> Dublin DES ROW D CAB 9 | Dublin DES ROW D CAB 9 | RU#28 | du1pdu-d9-1 |  | Raritan Computer | Dominion PX | PX3-5460R | RCI733 |  |  |  | May 3 2015 11:44AM
Dublin Colo | Dublin Colo -> Dublin DES -> Dublin DES ROW D -> Dublin DES ROW D CAB 9 | Dublin DES ROW D CAB 9 | RU#26 | du1pdu-d9-2 |  | Raritan Computer | Dominion PX | PX3-5460R | RCI733 |  |  |  | May 3 2015 11:44AM
Dublin Colo | Dublin Colo -> Dublin DES -> Dublin DES ROW D -> Dublin DES ROW D CAB 9 | Dublin DES ROW D CAB 9 | RU#18 | du1hra002 |  | Hewlett-Packard | ProLiant | 668669-001 | HEPC879 | cz34164nm8 |  |  | May 3 2015 11:44AM
Dublin Colo | Dublin Colo -> Dublin DES -> Dublin DES ROW D -> Dublin DES ROW D CAB 9 | Dublin DES ROW D CAB 9 | RU#17 | dubsyslog |  | Hewlett-Packard | ProLiant | 655651-B21 | HEPC785 | l537bp0187 |  |  | May 3 2015 11:44AM
Dublin Colo | Dublin Colo -> Dublin DES -> Dublin DES ROW D -> Dublin DES ROW D CAB 9 | Dublin DES ROW D CAB 9 | RU#16 | du1asm2 |  | F5 Networks | BIG-IP | BIG-IP 1600 | F5LA041 | F5-SGXZ-0NNR |  |  | Jan 8 2015 5:58PM
Dublin Colo | Dublin Colo -> Dublin DES -> Dublin DES ROW D -> Dublin DES ROW D CAB 9 | Dublin DES ROW D CAB 9 | RU#14 | du1strmep |  | Juniper Networks | STRM Series | STRM 5000 II | JNPR017 | 251012011200015 |  | 10.129.14.51 | Jan 8 2015 5:58PM
Dublin Colo | Dublin Colo -> Dublin DES -> Dublin DES ROW D -> Dublin DES ROW D CAB 9 | Dublin DES ROW D CAB 9 | RU#12 | du1strmfp | NETWORK SERVICES | Juniper Networks | STRM Series | STRM 5000 II | JNPR017 | 251012011200004 |  | 10.129.14.50 | Jan 8 2015 5:57PM
Dublin Colo | Dublin Colo -> Dublin DES -> Dublin DES ROW D -> Dublin DES ROW D CAB 9 | Dublin DES ROW D CAB 9 | RU#11 | du1sniffer | SECURITY SERVICES | Hewlett-Packard | ProLiant | DL320 G6 | HEPD979 | cz111900r9 |  |  | Jan 8 2015 5:57PM
Dublin Colo | Dublin Colo -> Dublin DES -> Dublin DES ROW E -> DUBLIN DES ROW E CAB 1 | DUBLIN DES ROW E CAB 1 | RU#40 | dubcms01 |  | Cisco Systems | MCS 7800 | MCS-7825H-2266 | CISO196 | KQ66F6Z |  |  | Jan 8 2015 6:04PM
Dublin Colo | Dublin Colo -> Dublin DES -> Dublin DES ROW E -> DUBLIN DES ROW E CAB 1 | DUBLIN DES ROW E CAB 1 | RU#38 | Charle7 | SERVER SERVICES | SUN Microsystems | Enterprise | T5140 | SUNM143 | BEL0817FTN |  | 10.128.4.114 / ILO 10.128.4.113 | Jan 8 2015 6:04PM
Dublin Colo | Dublin Colo -> Dublin DES -> Dublin DES ROW E -> DUBLIN DES ROW E CAB 1 | DUBLIN DES ROW E CAB 1 | RU#03 | du1pdu-e1-1 |  | Raritan Computer | Dominion PX | PX3-5460R | RCI733 |  |  |  | Apr 23 2015 8:55AM
Dublin Colo | Dublin Colo -> Dublin DES -> Dublin DES ROW E -> DUBLIN DES ROW E CAB 1 | DUBLIN DES ROW E CAB 1 | RU#01 | du1pdu-e1-2 |  | Raritan Computer | Dominion PX | PX3-5460R | RCI733 |  |  |  | Apr 23 2015 8:55AM
Dublin Colo | Dublin Colo -> Dublin DES -> Dublin DES ROW E -> DUBLIN DES ROW E CAB 10 | DUBLIN DES ROW E CAB 10 | RU#41 | du1bf1010 | STORAGE SERVICES | Brocade Communications Systems | Switches | 5300 | BROC111 | AHX1916G00R |  |  | Jan 8 2015 6:18PM
Dublin Colo | Dublin Colo -> Dublin DES -> Dublin DES ROW E -> DUBLIN DES ROW E CAB 10 | DUBLIN DES ROW E CAB 10 | RU#36 | du1pdu-e10-1 |  | Raritan Computer | Dominion PX | PX3-5460R | RCI733 |  |  |  | Apr 27 2015 7:47AM
Dublin Colo | Dublin Colo -> Dublin DES -> Dublin DES ROW E -> DUBLIN DES ROW E CAB 10 | DUBLIN DES ROW E CAB 10 | RU#34 | du1pdu-e10-2 |  | Raritan Computer | Dominion PX | PX3-5460R | RCI733 |  |  |  | Apr 27 2015 7:47AM
Dublin Colo | Dublin Colo -> Dublin DES -> Dublin DES ROW E -> DUBLIN DES ROW E CAB 10 | DUBLIN DES ROW E CAB 10 | RU#19 | du1hca004 |  | Hewlett-Packard | Blade Server | 7000c | HEPD874 | cz3517wtk9 |  |  | Aug 14 2015 7:04AM
Dublin Colo | Dublin Colo -> Dublin DES -> Dublin DES ROW E -> DUBLIN DES ROW E CAB 10 | DUBLIN DES ROW E CAB 10 | RU#17 | dubisi07 |  | Isilon Systems | S-Series | S200 | ISLN036 | ss200-231425-0023 |  |  | Apr 27 2015 7:47AM
Dublin Colo | Dublin Colo -> Dublin DES -> Dublin DES ROW E -> DUBLIN DES ROW E CAB 10 | DUBLIN DES ROW E CAB 10 | RU#15 | dubcwc01 |  | Dell Computer | PowerEdge R-Series | PowerEdge R720-3.5 Drive | DELC971 | 3j7cv02 |  |  | Apr 27 2015 7:47AM
Dublin Colo | Dublin Colo -> Dublin DES -> Dublin DES ROW E -> DUBLIN DES ROW E CAB 10 | DUBLIN DES ROW E CAB 10 | RU#13 | DUBISI01 | STORAGE SERVICES | Isilon Systems | S-Series | S200 | ISLN036 | SX200-301128-0041 |  |  | Jan 8 2015 6:18PM
Dublin Colo | Dublin Colo -> Dublin DES -> Dublin DES ROW E -> DUBLIN DES ROW E CAB 10 | DUBLIN DES ROW E CAB 10 | RU#11 | DUBISI02 | STORAGE SERVICES | Isilon Systems | S-Series | S200 | ISLN036 | SX200-301128-0182 |  |  | Jan 8 2015 6:18PM
Dublin Colo | Dublin Colo -> Dublin DES -> Dublin DES ROW E -> DUBLIN DES ROW E CAB 10 | DUBLIN DES ROW E CAB 10 | RU#09 | DUBISI03 | STORAGE SERVICES | Isilon Systems | S-Series | S200 | ISLN036 | SX200-301128-0116 |  |  | Jan 8 2015 6:18PM
Dublin Colo | Dublin Colo -> Dublin DES -> Dublin DES ROW E -> DUBLIN DES ROW E CAB 10 | DUBLIN DES ROW E CAB 10 | RU#07 | DUBISI04 | STORAGE SERVICES | Isilon Systems | S-Series | S200 | ISLN036 | SX200-301128-0150 |  |  | Jan 8 2015 6:17PM
Dublin Colo | Dublin Colo -> Dublin DES -> Dublin DES ROW E -> DUBLIN DES ROW E CAB 10 | DUBLIN DES ROW E CAB 10 | RU#05 | DUBISI05 | STORAGE SERVICES | Isilon Systems | S-Series | S200 | ISLN036 | SX200-301128-0146 |  |  | Jan 8 2015 6:17PM
Dublin Colo | Dublin Colo -> Dublin DES -> Dublin DES ROW E -> DUBLIN DES ROW E CAB 10 | DUBLIN DES ROW E CAB 10 | RU#03 | DUBISI06 | STORAGE SERVICES | Isilon Systems | S-Series | S200 | ISLN036 | SX200-301128-0155 |  |  | Jan 8 2015 6:17PM
Dublin Colo | Dublin Colo -> Dublin DES -> Dublin DES ROW E -> DUBLIN DES ROW E CAB 10 | DUBLIN DES ROW E CAB 10 | RU#02 | Flextronics: F-X430046 #1 |  | Flextronics | InfiniBand | F-X430046 | FLXT002 |  |  |  | Jan 8 2015 6:17PM
Dublin Colo | Dublin Colo -> Dublin DES -> Dublin DES ROW E -> DUBLIN DES ROW E CAB 10 | DUBLIN DES ROW E CAB 10 | RU#01 | Flextronics: F-X430046 #2 |  | Flextronics | InfiniBand | F-X430046 | FLXT002 |  |  |  | Jan 8 2015 6:17PM
Dublin Colo | Dublin Colo -> Dublin DES -> Dublin DES ROW E -> DUBLIN DES ROW E CAB 11 | DUBLIN DES ROW E CAB 11 | RU#42 | du1bf2010 | STORAGE SERVICES | Brocade Communications Systems | Switches | 5300 | BROC111 | AHX1916G00P |  | 10.128.6.79 | Jan 8 2015 6:20PM
Dublin Colo | Dublin Colo -> Dublin DES -> Dublin DES ROW E -> DUBLIN DES ROW E CAB 11 | DUBLIN DES ROW E CAB 11 | RU#20 | du1720-02-mon |  | Dell Computer | PowerEdge R-Series | PowerEdge R720-3.5 Drive | DELC971 | 305C132 |  |  | May 2 2015 1:41AM
Dublin Colo | Dublin Colo -> Dublin DES -> Dublin DES ROW E -> DUBLIN DES ROW E CAB 11 | DUBLIN DES ROW E CAB 11 | RU#18 | du1720-03-mon |  | Dell Computer | PowerEdge R-Series | PowerEdge R720-3.5 Drive | DELC971 | 9Z4C132 |  |  | May 2 2015 1:41AM
Dublin Colo | Dublin Colo -> Dublin DES -> Dublin DES ROW E -> DUBLIN DES ROW E CAB 11 | DUBLIN DES ROW E CAB 11 | RU#16 | dubhds002-shelf1 |  | Hitachi Data Systems | Unified Storage | HDS150 - Disk Box | HDS353 | CANT READ |  |  | May 2 2015 1:41AM
Dublin Colo | Dublin Colo -> Dublin DES -> Dublin DES ROW E -> DUBLIN DES ROW E CAB 11 | DUBLIN DES ROW E CAB 11 | RU#14 | dubhds002-shelf2 |  | Hitachi Data Systems | Unified Storage | HDS150 - Disk Box | HDS353 | CANT READ |  |  | May 2 2015 1:41AM
Dublin Colo | Dublin Colo -> Dublin DES -> Dublin DES ROW E -> DUBLIN DES ROW E CAB 11 | DUBLIN DES ROW E CAB 11 | RU#12 | dubhds002-shelf3 |  | Hitachi Data Systems | Unified Storage | HDS150 - Disk Box | HDS353 | CANT READ |  |  | May 2 2015 1:41AM
Dublin Colo | Dublin Colo -> Dublin DES -> Dublin DES ROW E -> DUBLIN DES ROW E CAB 11 | DUBLIN DES ROW E CAB 11 | RU#10 | dubhds002 |  | Hitachi Data Systems | Unified Storage | HDS150 - Disk Box | HDS353 | 718DF850-CBLR193053187 |  |  | May 2 2015 1:41AM
Dublin Colo | Dublin Colo -> Dublin DES -> Dublin DES ROW E -> DUBLIN DES ROW E CAB 11 | DUBLIN DES ROW E CAB 11 | RU#08 | dubhds002-shelf4 |  | Hitachi Data Systems | Unified Storage | HDS150 - Disk Box | HDS353 | CANT READ |  |  | May 2 2015 1:41AM
Dublin Colo | Dublin Colo -> Dublin DES -> Dublin DES ROW E -> DUBLIN DES ROW E CAB 11 | DUBLIN DES ROW E CAB 11 | RU#03 | du1pdu-e11-1 |  | Raritan Computer | Dominion PX | PX3-5460R | RCI733 |  |  |  | May 2 2015 1:41AM
Dublin Colo | Dublin Colo -> Dublin DES -> Dublin DES ROW E -> DUBLIN DES ROW E CAB 11 | DUBLIN DES ROW E CAB 11 | RU#01 | du1pdu-e11-2 |  | Raritan Computer | Dominion PX | PX3-5460R | RCI733 |  |  |  | May 2 2015 1:41AM
Dublin Colo | Dublin Colo -> Dublin DES -> Dublin DES ROW E -> DUBLIN DES ROW E CAB 2 | DUBLIN DES ROW E CAB 2 | RU#35 | Ps-eur-dublin01 |  | Hewlett-Packard | ProLiant | DL380 G6 - SFF | HEPD897 | CZC949397V |  | 10.128.14.4 | Jan 8 2015 6:06PM
Dublin Colo | Dublin Colo -> Dublin DES -> Dublin DES ROW E -> DUBLIN DES ROW E CAB 2 | DUBLIN DES ROW E CAB 2 | RU#16 | INNER-RELAY-3 | MESSAGING SERVICES | SUN Microsystems | Sun Fire | V120 | SUN125 | FF32520074 |  | 10.128.4.237 | Jan 8 2015 6:06PM
Dublin Colo | Dublin Colo -> Dublin DES -> Dublin DES ROW E -> DUBLIN DES ROW E CAB 2 | DUBLIN DES ROW E CAB 2 | RU#15 | INNER-RELAY-4 | MESSAGING SERVICES | SUN Microsystems | Sun Fire | V120 | SUN125 | FF32450032 |  | 10.128.4.237 | Jan 8 2015 6:06PM
Dublin Colo | Dublin Colo -> Dublin DES -> Dublin DES ROW E -> DUBLIN DES ROW E CAB 2 | DUBLIN DES ROW E CAB 2 | RU#11 | YAKAMI | SERVER SERVICES | Hewlett-Packard | ProLiant | DL380 G5 | HEPA633 | 2UX73502J7 |  | 10.128.4.73 / ILO 10.128.4.74 | Jan 8 2015 6:05PM
Dublin Colo | Dublin Colo -> Dublin DES -> Dublin DES ROW E -> DUBLIN DES ROW E CAB 2 | DUBLIN DES ROW E CAB 2 | RU#09 | EURHUB01 | MESSAGING SERVICES | Hewlett-Packard | ProLiant | DL 360 G5 | HEPA599 | USM7150384 |  | 10.128.4.30 / ILO 10.128.4.29 | Jan 8 2015 6:05PM
Dublin Colo | Dublin Colo -> Dublin DES -> Dublin DES ROW E -> DUBLIN DES ROW E CAB 2 | DUBLIN DES ROW E CAB 2 | RU#03 | du1pdu-e2-1 |  | Raritan Computer | Dominion PX | PX3-5460R | RCI733 |  |  |  | Apr 23 2015 9:17AM
Dublin Colo | Dublin Colo -> Dublin DES -> Dublin DES ROW E -> DUBLIN DES ROW E CAB 2 | DUBLIN DES ROW E CAB 2 | RU#01 | du1pdu-e2-2 |  | Raritan Computer | Dominion PX | PX3-5460R | RCI733 |  |  |  | Apr 23 2015 9:17AM
Dublin Colo | Dublin Colo -> Dublin DES -> Dublin DES ROW E -> DUBLIN DES ROW E CAB 3 | DUBLIN DES ROW E CAB 3 | RU#22 | DUBPKI-LUNA2 | SECURITY SERVICES | SUN Microsystems | Netra | Netra t1 | SUN090 | 951019 | 100203665 | 10.128.6.51 | Jan 8 2015 6:06PM
Dublin Colo | Dublin Colo -> Dublin DES -> Dublin DES ROW E -> DUBLIN DES ROW E CAB 3 | DUBLIN DES ROW E CAB 3 | RU#21 | DUBPKI-LUNA1 | SECURITY SERVICES | SUN Microsystems | Netra | Netra t1 | SUN090 | 950795 | 100203664 | 10.128.6.49 | Jan 8 2015 6:06PM
Dublin Colo | Dublin Colo -> Dublin DES -> Dublin DES ROW E -> DUBLIN DES ROW E CAB 3 | DUBLIN DES ROW E CAB 3 | RU#20 | EURMSGONE | MESSAGING SERVICES | Hewlett-Packard | ProLiant | DL 360 G5 | HEPA599 | CZJ81102D3 | 100203894 | 10.128.4.46 | Jan 8 2015 6:06PM
Dublin Colo | Dublin Colo -> Dublin DES -> Dublin DES ROW E -> DUBLIN DES ROW E CAB 3 | DUBLIN DES ROW E CAB 3 | RU#03 | du1pdu-e3-1 |  | Raritan Computer | Dominion PX | PX3-5460R | RCI733 |  |  |  | Apr 23 2015 9:42AM
Dublin Colo | Dublin Colo -> Dublin DES -> Dublin DES ROW E -> DUBLIN DES ROW E CAB 3 | DUBLIN DES ROW E CAB 3 | RU#01 | du1pdu-e3-2 |  | Raritan Computer | Dominion PX | PX3-5460R | RCI733 |  |  |  | Apr 23 2015 9:42AM
Dublin Colo | Dublin Colo -> Dublin DES -> Dublin DES ROW E -> DUBLIN DES ROW E CAB 4 | DUBLIN DES ROW E CAB 4 | RU#42 | kvm-des-5 |  | Raritan Computer | Dominion KX II | DKX2-432 | RCI152 |  |  |  | Apr 23 2015 10:27AM
Dublin Colo | Dublin Colo -> Dublin DES -> Dublin DES ROW E -> DUBLIN DES ROW E CAB 4 | DUBLIN DES ROW E CAB 4 | RU#30 | pi-emea |  | Cisco Systems | Prime NCS | PRIME-NCS-APL-K9 | CSCY941 | FCH1919V2WN |  |  | Aug 13 2015 10:01AM
Dublin Colo | Dublin Colo -> Dublin DES -> Dublin DES ROW E -> DUBLIN DES ROW E CAB 4 | DUBLIN DES ROW E CAB 4 | RU#27 | dubdsgm01 |  | Infoblox | DNS | IB-4010 | IFBX019 | USE43597ME |  |  | Apr 23 2015 10:26AM
Dublin Colo | Dublin Colo -> Dublin DES -> Dublin DES ROW E -> DUBLIN DES ROW E CAB 4 | DUBLIN DES ROW E CAB 4 | RU#26 | Dub-bac-bpm |  | Hewlett-Packard | ProLiant | DL360 G6 | HEPD899 | CZJ95107TC |  | 10.128.6.58 | Jan 8 2015 6:07PM
Dublin Colo | Dublin Colo -> Dublin DES -> Dublin DES ROW E -> DUBLIN DES ROW E CAB 4 | DUBLIN DES ROW E CAB 4 | RU#20 | dubhra001 |  | Hewlett-Packard | ProLiant | DL380p G8 with Front Bezel | HEPR339 | cz34164nlf |  |  | Apr 23 2015 10:27AM
Dublin Colo | Dublin Colo -> Dublin DES -> Dublin DES ROW E -> DUBLIN DES ROW E CAB 4 | DUBLIN DES ROW E CAB 4 | RU#18 | du1net01 |  | NetApp | FAS Series | FAS2552 | NATC361 | 651519000022 |  |  | Aug 13 2015 10:01AM
Dublin Colo | Dublin Colo -> Dublin DES -> Dublin DES ROW E -> DUBLIN DES ROW E CAB 4 | DUBLIN DES ROW E CAB 4 | RU#16 | du1net01-shelf |  | NetApp | FAS Series | FAS2552 | NATC361 | 7906023603 |  |  | Aug 13 2015 10:01AM
Dublin Colo | Dublin Colo -> Dublin DES -> Dublin DES ROW E -> DUBLIN DES ROW E CAB 4 | DUBLIN DES ROW E CAB 4 | RU#11 | berdan-new |  | Hewlett-Packard | ProLiant | DL360 G6 | HEPD899 | czj0210728 |  |  | Apr 23 2015 10:27AM
Dublin Colo | Dublin Colo -> Dublin DES -> Dublin DES ROW E -> DUBLIN DES ROW E CAB 4 | DUBLIN DES ROW E CAB 4 | RU#10 | subcsniffer1 | SECURITY SERVICES | Hewlett-Packard | ProLiant | DL 360 G5 | HEPA599 | CZ70601BA |  |  | Jan 8 2015 6:07PM
Dublin Colo | Dublin Colo -> Dublin DES -> Dublin DES ROW E -> DUBLIN DES ROW E CAB 4 | DUBLIN DES ROW E CAB 4 | RU#03 | du1pdu-e4-1 |  | Raritan Computer | Dominion PX | PX3-5460R | RCI733 |  |  |  | Apr 23 2015 10:27AM
Dublin Colo | Dublin Colo -> Dublin DES -> Dublin DES ROW E -> DUBLIN DES ROW E CAB 4 | DUBLIN DES ROW E CAB 4 | RU#01 | du1pdu-e4-2 |  | Raritan Computer | Dominion PX | PX3-5460R | RCI733 |  |  |  | Apr 23 2015 10:27AM
Dublin Colo | Dublin Colo -> Dublin DES -> Dublin DES ROW E -> DUBLIN DES ROW E CAB 5 | DUBLIN DES ROW E CAB 5 | RU#42 | Dblndes-dmzlasa |  | Cisco Systems | Catalyst 3750 | WS-C3750-48TS-S | CISO357 | foc1133y3al |  |  | Jan 8 2015 6:13PM
Dublin Colo | Dublin Colo -> Dublin DES -> Dublin DES ROW E -> DUBLIN DES ROW E CAB 5 | DUBLIN DES ROW E CAB 5 | RU#40 | Dblndes-dmzlasb |  | Cisco Systems | Catalyst 3750 | WS-C3750-48TS-S | CISO357 | foc1133y3a3 |  |  | Jan 8 2015 6:12PM
Dublin Colo | Dublin Colo -> Dublin DES -> Dublin DES ROW E -> DUBLIN DES ROW E CAB 5 | DUBLIN DES ROW E CAB 5 | RU#30 | Server12 |  | Dell Computer | PowerEdge R-Series | PowerEdge R720xd-2.5 Drive | DELC962 |  |  |  | Jan 8 2015 6:12PM
Dublin Colo | Dublin Colo -> Dublin DES -> Dublin DES ROW E -> DUBLIN DES ROW E CAB 5 | DUBLIN DES ROW E CAB 5 | RU#28 | Server11 |  | Dell Computer | PowerEdge R-Series | PowerEdge R720xd-2.5 Drive | DELC962 |  |  |  | Jan 8 2015 6:12PM
Dublin Colo | Dublin Colo -> Dublin DES -> Dublin DES ROW E -> DUBLIN DES ROW E CAB 5 | DUBLIN DES ROW E CAB 5 | RU#26 | Server10 |  | Dell Computer | PowerEdge R-Series | PowerEdge R720xd-2.5 Drive | DELC962 |  |  |  | Jan 8 2015 6:12PM
Dublin Colo | Dublin Colo -> Dublin DES -> Dublin DES ROW E -> DUBLIN DES ROW E CAB 5 | DUBLIN DES ROW E CAB 5 | RU#24 | Server9 |  | Dell Computer | PowerEdge R-Series | PowerEdge R720xd-2.5 Drive | DELC962 |  |  |  | Jan 8 2015 6:11PM
Dublin Colo | Dublin Colo -> Dublin DES -> Dublin DES ROW E -> DUBLIN DES ROW E CAB 5 | DUBLIN DES ROW E CAB 5 | RU#22 | Server8 |  | Dell Computer | PowerEdge R-Series | PowerEdge R720xd-2.5 Drive | DELC962 |  |  |  | Jan 8 2015 6:11PM
Dublin Colo | Dublin Colo -> Dublin DES -> Dublin DES ROW E -> DUBLIN DES ROW E CAB 5 | DUBLIN DES ROW E CAB 5 | RU#20 | Server7 |  | Dell Computer | PowerEdge R-Series | PowerEdge R720xd-2.5 Drive | DELC962 |  |  |  | Jan 8 2015 6:11PM
Dublin Colo | Dublin Colo -> Dublin DES -> Dublin DES ROW E -> DUBLIN DES ROW E CAB 5 | DUBLIN DES ROW E CAB 5 | RU#19 | dubbclb1 |  | F5 Networks | BIG-IP | BIG-IP 3600 | F5LA208 | f5-iqlc-sznx |  |  | Jan 8 2015 6:10PM
Dublin Colo | Dublin Colo -> Dublin DES -> Dublin DES ROW E -> DUBLIN DES ROW E CAB 5 | DUBLIN DES ROW E CAB 5 | RU#18 | dubbclb2 |  | F5 Networks | BIG-IP | BIG-IP 3600 | F5LA208 | f5-rdlz-qdsa |  |  | Jan 8 2015 6:10PM
Dublin Colo | Dublin Colo -> Dublin DES -> Dublin DES ROW E -> DUBLIN DES ROW E CAB 5 | DUBLIN DES ROW E CAB 5 | RU#16 | Server1 |  | Dell Computer | PowerEdge R-Series | PowerEdge R720xd-2.5 Drive | DELC962 |  |  |  | Jan 8 2015 6:10PM
Dublin Colo | Dublin Colo -> Dublin DES -> Dublin DES ROW E -> DUBLIN DES ROW E CAB 5 | DUBLIN DES ROW E CAB 5 | RU#14 | Server2 |  | Dell Computer | PowerEdge R-Series | PowerEdge R720xd-2.5 Drive | DELC962 |  |  |  | Jan 8 2015 6:10PM
Dublin Colo | Dublin Colo -> Dublin DES -> Dublin DES ROW E -> DUBLIN DES ROW E CAB 5 | DUBLIN DES ROW E CAB 5 | RU#12 | Server3 |  | Dell Computer | PowerEdge R-Series | PowerEdge R720xd-2.5 Drive | DELC962 |  |  |  | Jan 8 2015 6:10PM
Dublin Colo | Dublin Colo -> Dublin DES -> Dublin DES ROW E -> DUBLIN DES ROW E CAB 5 | DUBLIN DES ROW E CAB 5 | RU#10 | Server4 |  | Dell Computer | PowerEdge R-Series | PowerEdge R720xd-2.5 Drive | DELC962 |  |  |  | Jan 8 2015 6:09PM
Dublin Colo | Dublin Colo -> Dublin DES -> Dublin DES ROW E -> DUBLIN DES ROW E CAB 5 | DUBLIN DES ROW E CAB 5 | RU#08 | Server5 |  | Dell Computer | PowerEdge R-Series | PowerEdge R720xd-2.5 Drive | DELC962 |  |  |  | Jan 8 2015 6:09PM
Dublin Colo | Dublin Colo -> Dublin DES -> Dublin DES ROW E -> DUBLIN DES ROW E CAB 5 | DUBLIN DES ROW E CAB 5 | RU#06 | Server6 |  | Dell Computer | PowerEdge R-Series | PowerEdge R720xd-2.5 Drive | DELC962 |  |  |  | Jan 8 2015 6:09PM
Dublin Colo | Dublin Colo -> Dublin DES -> Dublin DES ROW E -> DUBLIN DES ROW E CAB 5 | DUBLIN DES ROW E CAB 5 | RU#03 | du1pdu-e5-1 |  | Raritan Computer | Dominion PX | PX3-5460R | RCI733 |  |  |  | Apr 23 2015 11:19AM
Dublin Colo | Dublin Colo -> Dublin DES -> Dublin DES ROW E -> DUBLIN DES ROW E CAB 5 | DUBLIN DES ROW E CAB 5 | RU#01 | du1pdu-e5-2 |  | Raritan Computer | Dominion PX | PX3-5460R | RCI733 |  |  |  | Apr 23 2015 11:19AM
Dublin Colo | Dublin Colo -> Dublin DES -> Dublin DES ROW E -> DUBLIN DES ROW E CAB 7 | DUBLIN DES ROW E CAB 7 | RU#38 | xfer-05 |  | Infoblox | DNS | Trinzic 1400 | IFBX026 |  |  |  | Apr 23 2015 11:33AM
Dublin Colo | Dublin Colo -> Dublin DES -> Dublin DES ROW E -> DUBLIN DES ROW E CAB 7 | DUBLIN DES ROW E CAB 7 | RU#36 | du1ats-e7 |  | Raritan Computer | Dominion PX | PX3TS-1147R | RCI722 |  |  |  | Apr 23 2015 11:33AM
Dublin Colo | Dublin Colo -> Dublin DES -> Dublin DES ROW E -> DUBLIN DES ROW E CAB 7 | DUBLIN DES ROW E CAB 7 | RU#26 | du1pdu-e7-1 |  | Raritan Computer | Dominion PX | PX3-5460R | RCI733 |  |  |  | Apr 23 2015 11:33AM
Dublin Colo | Dublin Colo -> Dublin DES -> Dublin DES ROW E -> DUBLIN DES ROW E CAB 7 | DUBLIN DES ROW E CAB 7 | RU#24 | du1pdu-e7-2 |  | Raritan Computer | Dominion PX | PX3-5460R | RCI733 |  |  |  | Apr 23 2015 11:33AM
Dublin Colo | Dublin Colo -> Dublin DES -> Dublin DES ROW E -> DUBLIN DES ROW E CAB 7 | DUBLIN DES ROW E CAB 7 | RU#19 | degwlc-01 |  | Cisco Systems | Cisco 3300 | AIR-MSE-3350-K9 | CISY438 | FCW1734L0DU |  |  | Jan 8 2015 6:14PM
Dublin Colo | Dublin Colo -> Dublin DES -> Dublin DES ROW E -> DUBLIN DES ROW E CAB 7 | DUBLIN DES ROW E CAB 7 | RU#18 | degwlc-02 |  | Cisco Systems | Cisco 3300 | AIR-MSE-3350-K9 | CISY438 | FCW1734L05H |  |  | Jan 8 2015 6:14PM
Dublin Colo | Dublin Colo -> Dublin DES -> Dublin DES ROW E -> DUBLIN DES ROW E CAB 7 | DUBLIN DES ROW E CAB 7 | RU#16 | Du1siemfp |  | Dell Computer | PowerEdge R-Series | PowerEdge R720xd-3.5 Drive | DELC964 | 7800860 |  |  | Jan 8 2015 6:14PM
Dublin Colo | Dublin Colo -> Dublin DES -> Dublin DES ROW E -> DUBLIN DES ROW E CAB 7 | DUBLIN DES ROW E CAB 7 | RU#14 | du1siemep |  | Dell Computer | PowerEdge R-Series | PowerEdge R720xd-3.5 Drive | DELC964 | 7800859 |  |  | Jan 8 2015 6:14PM
Dublin Colo | Dublin Colo -> Dublin DES -> Dublin DES ROW E -> DUBLIN DES ROW E CAB 7 | DUBLIN DES ROW E CAB 7 | RU#12 | Sccm-dup | SERVER SERVICES | Hewlett-Packard | ProLiant | DL380p G8 - SFF | HEPC893 | CZ2321028Z |  |  | Jan 8 2015 6:14PM
Dublin Colo | Dublin Colo -> Dublin DES -> Dublin DES ROW E -> DUBLIN DES ROW E CAB 7 | DUBLIN DES ROW E CAB 7 | RU#10 | Speedtest |  | Hewlett-Packard | ProLiant | DL380 G6 - SFF | HEPD897 | CANT FIND sERIAL |  |  | Jan 8 2015 6:14PM
Dublin Colo | Dublin Colo -> Dublin DES -> Dublin DES ROW E -> DUBLIN DES ROW E CAB 7 | DUBLIN DES ROW E CAB 7 | RU#09 | emeanac01 | NETWORK SERVICES | Cisco Systems | WAE Series | WAE-612-K9 | CICO784 | KQ77ML7 |  |  | Jan 8 2015 6:13PM
Dublin Colo | Dublin Colo -> Dublin DES -> Dublin DES ROW E -> DUBLIN DES ROW E CAB 7 | DUBLIN DES ROW E CAB 7 | RU#08 | emeanac02 | NETWORK SERVICES | Cisco Systems | WAE Series | WAE-612-K9 | CICO784 | KQ77MH2 |  |  | Jan 8 2015 6:13PM
Dublin Colo | Dublin Colo -> Dublin DES -> Dublin DES ROW E -> DUBLIN DES ROW E CAB 7 | DUBLIN DES ROW E CAB 7 | RU#01 | dublin02 | SERVER SERVICES | Hewlett-Packard | ProLiant | DL580 G7-SFF | HEPK379 | CZJ1310B1X |  |  | Jan 8 2015 6:13PM
Dublin Colo | Dublin Colo -> Dublin DES -> Dublin DES ROW E -> DUBLIN DES ROW E CAB 7 -> dublin02 | dublin02 | Slot#8 | HUB1063 Series 4220 |  | Hewlett-Packard | Compaq | HUB1063 Series 4220 | HEPK377 |  |  |  | Jan 8 2015 6:13PM
Dublin Colo | Dublin Colo -> Dublin DES -> Dublin DES ROW E -> DUBLIN DES ROW E CAB 7 -> dublin02 | dublin02 | Slot#7 | HUB1063 Series 4220 |  | Hewlett-Packard | Compaq | HUB1063 Series 4220 | HEPK377 |  |  |  | Jan 8 2015 6:13PM
Dublin Colo | Dublin Colo -> Dublin DES -> Dublin DES ROW E -> DUBLIN DES ROW E CAB 7 -> dublin02 | dublin02 | Slot#6 | HUB1063 Series 4220 |  | Hewlett-Packard | Compaq | HUB1063 Series 4220 | HEPK377 |  |  |  | Jan 8 2015 6:13PM
Dublin Colo | Dublin Colo -> Dublin DES -> Dublin DES ROW E -> DUBLIN DES ROW E CAB 7 -> dublin02 | dublin02 | Slot#5 | HUB1063 Series 4220 |  | Hewlett-Packard | Compaq | HUB1063 Series 4220 | HEPK377 |  |  |  | Jan 8 2015 6:13PM
Dublin Colo | Dublin Colo -> Dublin DES -> Dublin DES ROW E -> DUBLIN DES ROW E CAB 7 -> dublin02 | dublin02 | Slot#4 | HUB1063 Series 4220 |  | Hewlett-Packard | Compaq | HUB1063 Series 4220 | HEPK377 |  |  |  | Jan 8 2015 6:13PM
Dublin Colo | Dublin Colo -> Dublin DES -> Dublin DES ROW E -> DUBLIN DES ROW E CAB 7 -> dublin02 | dublin02 | Slot#3 | HUB1063 Series 4220 |  | Hewlett-Packard | Compaq | HUB1063 Series 4220 | HEPK377 |  |  |  | Jan 8 2015 6:13PM
Dublin Colo | Dublin Colo -> Dublin DES -> Dublin DES ROW E -> DUBLIN DES ROW E CAB 7 -> dublin02 | dublin02 | Slot#2 | HUB1063 Series 4220 |  | Hewlett-Packard | Compaq | HUB1063 Series 4220 | HEPK377 |  |  |  | Jan 8 2015 6:13PM
Dublin Colo | Dublin Colo -> Dublin DES -> Dublin DES ROW E -> DUBLIN DES ROW E CAB 7 -> dublin02 | dublin02 | Slot#1 | HUB1063 Series 4220 |  | Hewlett-Packard | Compaq | HUB1063 Series 4220 | HEPK377 |  |  |  | Jan 8 2015 6:13PM
Dublin Colo | Dublin Colo -> Dublin DES -> Dublin DES ROW E -> DUBLIN DES ROW E CAB 7 -> Sccm-dup | Sccm-dup | Slot#9 | 662883-B21 |  | Hewlett-Packard | ProLiant | 662883-B21 | HEPC894 |  |  |  | Jan 8 2015 6:14PM
Dublin Colo | Dublin Colo -> Dublin DES -> Dublin DES ROW E -> DUBLIN DES ROW E CAB 8 | DUBLIN DES ROW E CAB 8 | RU#37 | xfer-06 |  | Infoblox | DNS | Trinzic 1400 | IFBX026 |  |  |  | Apr 23 2015 12:31PM
Dublin Colo | Dublin Colo -> Dublin DES -> Dublin DES ROW E -> DUBLIN DES ROW E CAB 8 | DUBLIN DES ROW E CAB 8 | RU#36 | du1ats-e8 |  | Raritan Computer | Dominion PX | PX3TS-1876R | RCI696 |  |  |  | Apr 23 2015 12:31PM
Dublin Colo | Dublin Colo -> Dublin DES -> Dublin DES ROW E -> DUBLIN DES ROW E CAB 8 | DUBLIN DES ROW E CAB 8 | RU#35 | dubise1 |  | Cisco Systems | Identity Service Engine 3400 Series | SNS-3495-K9 | CSSY305 | fch1723v24e |  |  | Apr 23 2015 12:31PM
Dublin Colo | Dublin Colo -> Dublin DES -> Dublin DES ROW E -> DUBLIN DES ROW E CAB 8 | DUBLIN DES ROW E CAB 8 | RU#34 | dubise2 |  | Cisco Systems | Identity Service Engine 3400 Series | SNS-3495-K9 | CSSY305 | fch1723v24c |  |  | Apr 23 2015 12:31PM
Dublin Colo | Dublin Colo -> Dublin DES -> Dublin DES ROW E -> DUBLIN DES ROW E CAB 8 | DUBLIN DES ROW E CAB 8 | RU#33 | dubeml02 | SECURITY SERVICES | Websense | Web Security | Websense V10000 G2 | WEBS001 | 364CZV |  |  | Jan 8 2015 6:16PM
Dublin Colo | Dublin Colo -> Dublin DES -> Dublin DES ROW E -> DUBLIN DES ROW E CAB 8 | DUBLIN DES ROW E CAB 8 | RU#32 | dubeml01 | SECURITY SERVICES | Websense | Web Security | Websense V10000 G2 | WEBS001 | H537VR1 |  |  | Jan 8 2015 6:16PM
Dublin Colo | Dublin Colo -> Dublin DES -> Dublin DES ROW E -> DUBLIN DES ROW E CAB 8 | DUBLIN DES ROW E CAB 8 | RU#30 | Dblndeswaas-001 | NETWORK SERVICES | Cisco Systems | WAE Series | WAE-7326-K9 | CICO354 | fch1623v252 |  |  | Jan 8 2015 6:15PM
Dublin Colo | Dublin Colo -> Dublin DES -> Dublin DES ROW E -> DUBLIN DES ROW E CAB 8 | DUBLIN DES ROW E CAB 8 | RU#28 | Dblndeswaas-002 | NETWORK SERVICES | Cisco Systems | WAE Series | WAE-7326-K9 | CICO354 | fch1551v07n |  |  | Jan 8 2015 6:15PM
Dublin Colo | Dublin Colo -> Dublin DES -> Dublin DES ROW E -> DUBLIN DES ROW E CAB 8 | DUBLIN DES ROW E CAB 8 | RU#27 | extrahop-dublin |  | ExtraHop Networks | Application Delivery Platform | EH2000 | EXHP002 |  |  |  | Apr 23 2015 12:31PM
Dublin Colo | Dublin Colo -> Dublin DES -> Dublin DES ROW E -> DUBLIN DES ROW E CAB 8 | DUBLIN DES ROW E CAB 8 | RU#24 | gso-esx-old | SERVER SERVICES | Hewlett-Packard | ProLiant | DL380 G6 - SFF | HEPD897 | CZ2120029F |  | 10.128.6.71 | Jan 8 2015 6:15PM
Dublin Colo | Dublin Colo -> Dublin DES -> Dublin DES ROW E -> DUBLIN DES ROW E CAB 8 | DUBLIN DES ROW E CAB 8 | RU#23 | Dblndes-term | NETWORK SERVICES | Hewlett-Packard | ProLiant | DL 360 G5 | HEPA599 | CZJ70601CD |  |  | Jan 8 2015 6:15PM
Dublin Colo | Dublin Colo -> Dublin DES -> Dublin DES ROW E -> DUBLIN DES ROW E CAB 8 | DUBLIN DES ROW E CAB 8 | RU#21 | gsoesx02 |  | Hewlett-Packard | ProLiant | DL380p G8 - SFF | HEPC893 | cz24070259 |  |  | Apr 23 2015 12:31PM
Dublin Colo | Dublin Colo -> Dublin DES -> Dublin DES ROW E -> DUBLIN DES ROW E CAB 8 | DUBLIN DES ROW E CAB 8 | RU#11 | WCMS-DUBC1 | SECURITY SERVICES | Hewlett-Packard | C-Class | 412152-B21 | HEPA586 | GB8010E02 |  |  | Jan 8 2015 6:15PM
Dublin Colo | Dublin Colo -> Dublin DES -> Dublin DES ROW E -> DUBLIN DES ROW E CAB 8 | DUBLIN DES ROW E CAB 8 | RU#03 | du1pdu-e8-1 |  | Raritan Computer | Dominion PX | PX3-5460R | RCI733 |  |  |  | Apr 23 2015 12:31PM
Dublin Colo | Dublin Colo -> Dublin DES -> Dublin DES ROW E -> DUBLIN DES ROW E CAB 8 | DUBLIN DES ROW E CAB 8 | RU#01 | du1pdu-e8-2 |  | Raritan Computer | Dominion PX | PX3-5460R | RCI733 |  |  |  | Apr 23 2015 12:31PM
Dublin Colo | Dublin Colo -> Dublin DES -> Dublin DES ROW E -> DUBLIN DES ROW E CAB 8 -> gsoesx02 | gsoesx02 | Slot#9 | 662883-B21 |  | Hewlett-Packard | ProLiant | 662883-B21 | HEPC894 |  |  |  | Apr 23 2015 12:31PM
Dublin Colo | Dublin Colo -> Dublin DES -> Dublin DES ROW E -> DUBLIN DES ROW E CAB 9 | DUBLIN DES ROW E CAB 9 | RU#19 | du1hca003 |  | Hewlett-Packard | Blade Server | 7000c | HEPD874 | cz3517wths |  |  | Aug 14 2015 7:00AM
Dublin Colo | Dublin Colo -> Dublin DES -> Dublin DES ROW E -> DUBLIN DES ROW E CAB 9 | DUBLIN DES ROW E CAB 9 | RU#18 | dblndes-ntap |  | Mandiant | Intelligent Response | E-1800 | MAND002 | QSGR41501666 |  |  | Apr 27 2015 6:52AM
Dublin Colo | Dublin Colo -> Dublin DES -> Dublin DES ROW E -> DUBLIN DES ROW E CAB 9 | DUBLIN DES ROW E CAB 9 | RU#17 | Dublin-fireeye | SECURITY SERVICES | Fire Eye | Security Appliance | CMS | FIRY001 | CANT FIND SERIAL |  |  | Jan 8 2015 6:16PM
Dublin Colo | Dublin Colo -> Dublin DES -> Dublin DES ROW E -> DUBLIN DES ROW E CAB 9 | DUBLIN DES ROW E CAB 9 | RU#14 | Dblndes-spana | NETWORK SERVICES | Anue Systems | 5200 Series | 5273 | ANUE018 | 5288-00000135 |  |  | Jan 8 2015 6:16PM
Dublin Colo | Dublin Colo -> Dublin DES -> Dublin DES ROW E -> DUBLIN DES ROW E CAB 9 | DUBLIN DES ROW E CAB 9 | RU#03 | du1pdu-e9-1 |  | Raritan Computer | Dominion PX | PX3-5460R | RCI733 |  |  |  | Apr 27 2015 6:52AM
Dublin Colo | Dublin Colo -> Dublin DES -> Dublin DES ROW E -> DUBLIN DES ROW E CAB 9 | DUBLIN DES ROW E CAB 9 | RU#01 | du1pdu-e9-2 |  | Raritan Computer | Dominion PX | PX3-5460R | RCI733 |  |  |  | Apr 27 2015 6:52AM
Dublin Colo | My Staging Area -> Orphan Live Nodes | Orphan Live Nodes |  | EHOP-SJ1 |  | Dell Computer | PowerEdge | PowerEdge 1950 (Close View) | DELL784 | JOX48Y1 |  |  | Apr 6 2015 9:58AM
Dublin Riverwalk | Dublin Riverwalk -> IDC | IDC |  | Ups-dublin |  | APC | Symmetra | SY20K40F (Closed View) | APCC245 | PS0804341214 | unknown | 10.131.112.15 | Oct 13 2014 1:15PM
Dublin Riverwalk | Dublin Riverwalk -> IDC -> Cabinet 1 | Cabinet 1 | RU#42 | Dublin-raritan |  | Raritan Computer | Dominion KX II | DKX2-232 | RCI150 | AE17B50054 | unknown | 10.131.112.14 | Oct 13 2014 1:01PM
Dublin Riverwalk | Dublin Riverwalk -> IDC -> Cabinet 1 | Cabinet 1 | RU#01 | Vicon |  | Hewlett-Packard | Workstation | c8000 (Rackmount) | HEPD180 | unknown | unknown |  | Oct 13 2014 1:01PM
Dublin Riverwalk | Dublin Riverwalk -> IDC -> Rack 1 | Rack 1 | RU#42 | Panduit: CP48BL #1 |  | Panduit | Mini-Com | CP48BL | PAND394 |  |  |  | Oct 13 2014 1:05PM
Dublin Riverwalk | Dublin Riverwalk -> IDC -> Rack 1 | Rack 1 | RU#40 | Panduit: CP48BL #2 |  | Panduit | Mini-Com | CP48BL | PAND394 |  |  |  | Oct 13 2014 1:05PM
Dublin Riverwalk | Dublin Riverwalk -> IDC -> Rack 1 | Rack 1 | RU#38 | Panduit: CP48BL #3 |  | Panduit | Mini-Com | CP48BL | PAND394 |  |  |  | Oct 13 2014 1:04PM
Dublin Riverwalk | Dublin Riverwalk -> IDC -> Rack 1 | Rack 1 | RU#36 | Panduit: CP48BL #4 |  | Panduit | Mini-Com | CP48BL | PAND394 |  |  |  | Oct 13 2014 1:04PM
Dublin Riverwalk | Dublin Riverwalk -> IDC -> Rack 1 | Rack 1 | RU#34 | Panduit: CP48BL #5 |  | Panduit | Mini-Com | CP48BL | PAND394 |  |  |  | Oct 13 2014 1:04PM
Dublin Riverwalk | Dublin Riverwalk -> IDC -> Rack 1 | Rack 1 | RU#32 | Panduit: CP48BL #6 |  | Panduit | Mini-Com | CP48BL | PAND394 |  |  |  | Oct 13 2014 1:03PM
Dublin Riverwalk | Dublin Riverwalk -> IDC -> Rack 1 | Rack 1 | RU#30 | Panduit: CP48BL #7 |  | Panduit | Mini-Com | CP48BL | PAND394 |  |  |  | Oct 13 2014 1:03PM
Dublin Riverwalk | Dublin Riverwalk -> IDC -> Rack 1 | Rack 1 | RU#28 | Panduit: CP48BL #8 |  | Panduit | Mini-Com | CP48BL | PAND394 |  |  |  | Oct 13 2014 1:02PM
Dublin Riverwalk | Dublin Riverwalk -> IDC -> Rack 1 | Rack 1 | RU#26 | Panduit: CP48BL #9 |  | Panduit | Mini-Com | CP48BL | PAND394 |  |  |  | Oct 13 2014 1:02PM
Dublin Riverwalk | Dublin Riverwalk -> IDC -> Rack 1 | Rack 1 | RU#24 | Panduit: CP48BL #10 |  | Panduit | Mini-Com | CP48BL | PAND394 |  |  |  | Oct 13 2014 1:02PM
Dublin Riverwalk | Dublin Riverwalk -> IDC -> Rack 1 | Rack 1 | RU#16 | Alcatel-Lucent: 7270-6 #1 |  | Alcatel | Alcatel | 7270-6 | ALCA364 |  |  |  | Oct 13 2014 1:01PM
Dublin Riverwalk | Dublin Riverwalk -> IDC -> Rack 1 | Rack 1 | RU#10 | Alcatel-Lucent: 7270-6 #2 |  | Alcatel | Alcatel | 7270-6 | ALCA364 |  |  |  | Oct 13 2014 1:01PM
Dublin Riverwalk | Dublin Riverwalk -> IDC -> Rack 1 | Rack 1 | RU#04 | Alcatel-Lucent: 7270-6 #3 |  | Alcatel | Alcatel | 7270-6 | ALCA364 |  |  |  | Oct 13 2014 1:01PM
Dublin Riverwalk | Dublin Riverwalk -> IDC -> Rack2 | Rack2 | RU#42 | Panduit: CP48BL #1 |  | Panduit | Mini-Com | CP48BL | PAND394 |  |  |  | Oct 13 2014 1:10PM
Dublin Riverwalk | Dublin Riverwalk -> IDC -> Rack2 | Rack2 | RU#40 | Panduit: CP48BL #2 |  | Panduit | Mini-Com | CP48BL | PAND394 |  |  |  | Oct 13 2014 1:10PM
Dublin Riverwalk | Dublin Riverwalk -> IDC -> Rack2 | Rack2 | RU#38 | Panduit: CP48BL #3 |  | Panduit | Mini-Com | CP48BL | PAND394 |  |  |  | Oct 13 2014 1:09PM
Dublin Riverwalk | Dublin Riverwalk -> IDC -> Rack2 | Rack2 | RU#36 | Panduit: CP48BL #4 |  | Panduit | Mini-Com | CP48BL | PAND394 |  |  |  | Oct 13 2014 1:09PM
Dublin Riverwalk | Dublin Riverwalk -> IDC -> Rack2 | Rack2 | RU#34 | Panduit: CP48BL #5 |  | Panduit | Mini-Com | CP48BL | PAND394 |  |  |  | Oct 13 2014 1:08PM
Dublin Riverwalk | Dublin Riverwalk -> IDC -> Rack2 | Rack2 | RU#32 | Panduit: CP48BL #6 |  | Panduit | Mini-Com | CP48BL | PAND394 |  |  |  | Oct 13 2014 1:08PM
Dublin Riverwalk | Dublin Riverwalk -> IDC -> Rack2 | Rack2 | RU#30 | Panduit: CP48BL #7 |  | Panduit | Mini-Com | CP48BL | PAND394 |  |  |  | Oct 13 2014 1:08PM
Dublin Riverwalk | Dublin Riverwalk -> IDC -> Rack2 | Rack2 | RU#28 | Panduit: CP48BL #8 |  | Panduit | Mini-Com | CP48BL | PAND394 |  |  |  | Oct 13 2014 1:07PM
Dublin Riverwalk | Dublin Riverwalk -> IDC -> Rack2 | Rack2 | RU#26 | Panduit: CP48BL #9 |  | Panduit | Mini-Com | CP48BL | PAND394 |  |  |  | Oct 13 2014 1:07PM
Dublin Riverwalk | Dublin Riverwalk -> IDC -> Rack2 | Rack2 | RU#24 | Panduit: CP48BL #10 |  | Panduit | Mini-Com | CP48BL | PAND394 |  |  |  | Oct 13 2014 1:06PM
Dublin Riverwalk | Dublin Riverwalk -> IDC -> Rack2 | Rack2 | RU#19 | Cisco: 1112 #1 |  | Cisco Systems | Cisco Access Control Server | CSACSE-1112-K9 | CICO056 |  |  |  | Oct 13 2014 1:06PM
Dublin Riverwalk | Dublin Riverwalk -> IDC -> Rack2 | Rack2 | RU#16 | riverwalkcw-wan |  | Cisco Systems | Cisco 7200 | CISCO7204VXR | CSCO209 | FHK0943F24X | unknwon | 10.131.127.1 | Oct 13 2014 1:06PM
Dublin Riverwalk | Dublin Riverwalk -> IDC -> Rack2 | Rack2 | RU#01 | riverwalkcw-cra |  | Cisco Systems | Catalyst 6500 | WS-C6509-2 | CICO323 | SMC1210002T | unknown | 10.131.112.2 | Oct 13 2014 1:06PM
Dublin Riverwalk | Dublin Riverwalk -> IDC -> Rack3 | Rack3 | RU#42 | Panduit: CP48BL #1 |  | Panduit | Mini-Com | CP48BL | PAND394 |  |  |  | Oct 13 2014 1:15PM
Dublin Riverwalk | Dublin Riverwalk -> IDC -> Rack3 | Rack3 | RU#40 | Panduit: CP48BL #2 |  | Panduit | Mini-Com | CP48BL | PAND394 |  |  |  | Oct 13 2014 1:15PM
Dublin Riverwalk | Dublin Riverwalk -> IDC -> Rack3 | Rack3 | RU#38 | Panduit: CP48BL #3 |  | Panduit | Mini-Com | CP48BL | PAND394 |  |  |  | Oct 13 2014 1:14PM
Dublin Riverwalk | Dublin Riverwalk -> IDC -> Rack3 | Rack3 | RU#36 | Panduit: CP48BL #4 |  | Panduit | Mini-Com | CP48BL | PAND394 |  |  |  | Oct 13 2014 1:14PM
Dublin Riverwalk | Dublin Riverwalk -> IDC -> Rack3 | Rack3 | RU#34 | Panduit: CP48BL #5 |  | Panduit | Mini-Com | CP48BL | PAND394 |  |  |  | Oct 13 2014 1:13PM
Dublin Riverwalk | Dublin Riverwalk -> IDC -> Rack3 | Rack3 | RU#32 | Panduit: CP48BL #6 |  | Panduit | Mini-Com | CP48BL | PAND394 |  |  |  | Oct 13 2014 1:13PM
Dublin Riverwalk | Dublin Riverwalk -> IDC -> Rack3 | Rack3 | RU#30 | Panduit: CP48BL #7 |  | Panduit | Mini-Com | CP48BL | PAND394 |  |  |  | Oct 13 2014 1:13PM
Dublin Riverwalk | Dublin Riverwalk -> IDC -> Rack3 | Rack3 | RU#28 | Panduit: CP48BL #8 |  | Panduit | Mini-Com | CP48BL | PAND394 |  |  |  | Oct 13 2014 1:12PM
Dublin Riverwalk | Dublin Riverwalk -> IDC -> Rack3 | Rack3 | RU#26 | Panduit: CP48BL #9 |  | Panduit | Mini-Com | CP48BL | PAND394 |  |  |  | Oct 13 2014 1:12PM
Dublin Riverwalk | Dublin Riverwalk -> IDC -> Rack3 | Rack3 | RU#24 | Panduit: CP48BL #10 |  | Panduit | Mini-Com | CP48BL | PAND394 |  |  |  | Oct 13 2014 1:11PM
Dublin Riverwalk | Dublin Riverwalk -> IDC -> Rack3 | Rack3 | RU#22 | Panduit: CP48BL #11 |  | Panduit | Mini-Com | CP48BL | PAND394 |  |  |  | Oct 13 2014 1:11PM
Dublin Riverwalk | Dublin Riverwalk -> IDC -> Rack3 | Rack3 | RU#17 | WAC |  | Cisco Systems | Cisco Access Control Server | CSACSE-1112-K9 | CICO056 |  |  |  | Oct 13 2014 1:11PM
Dublin Riverwalk | Dublin Riverwalk -> IDC -> Rack3 | Rack3 | RU#01 | riverwalkcw-crb |  | Cisco Systems | Catalyst 6500 | WS-C6509-2 | CICO323 | SMC12080079 | unknown | 10.131.112.3 | Oct 13 2014 1:11PM
Edinburgh | Edinburgh -> IDC | IDC |  | Ups-edinburgh |  | APC | Symmetra | SY20K40F (Closed View) | APCC245 | PD0820160394 |  | 10.131.96.20 | Oct 13 2014 2:04PM
Edinburgh | Edinburgh -> IDC -> Cabinet 1 | Cabinet 1 | RU#42 | Network Circuit |  | 3com | SuperStack III | 3C16410 | 3COM996 |  |  |  | Oct 13 2014 1:57PM
Edinburgh | Edinburgh -> IDC -> Cabinet 1 | Cabinet 1 | RU#40 | Panduit: CP48BL #1 |  | Panduit | Mini-Com | CP48BL | PAND394 |  |  |  | Oct 13 2014 1:57PM
Edinburgh | Edinburgh -> IDC -> Cabinet 1 | Cabinet 1 | RU#39 | KVM-Edinburgh |  | Raritan Computer | Dominion KX II | DKX2-232 | RCI150 | unknown |  | 10.131.96.18 | Oct 13 2014 1:56PM
Edinburgh | Edinburgh -> IDC -> Cabinet 1 | Cabinet 1 | RU#37 | Ediadovm01 |  | Hewlett-Packard | ProLiant | DL380 G4 | HEPA156 | 80A0LDN72P |  | 10.131.96.251 | Oct 13 2014 1:56PM
Edinburgh | Edinburgh -> IDC -> Cabinet 1 | Cabinet 1 | RU#35 | Vicon |  | Hewlett-Packard | ProLiant | DL560 | HP424 | unknown |  | unknown | Oct 13 2014 1:56PM
Edinburgh | Edinburgh -> IDC -> Cabinet 1 | Cabinet 1 | RU#21 | KMM |  | APC | Rack LCD Monitor Keyboard Mouse | AP5017 - Closed View | APC311 |  |  |  | Oct 13 2014 1:56PM
Edinburgh | Edinburgh -> IDC -> Rack 1 | Rack 1 | RU#40 | Panduit: CP48BL #6 |  | Panduit | Mini-Com | CP48BL | PAND394 |  |  |  | Oct 13 2014 2:00PM
Edinburgh | Edinburgh -> IDC -> Rack 1 | Rack 1 | RU#38 | Panduit: WMPF1E #6 |  | Panduit | PatchLink | WMPF1E | PAND771 |  |  |  | Oct 13 2014 2:00PM
Edinburgh | Edinburgh -> IDC -> Rack 1 | Rack 1 | RU#36 | Panduit: CP48BL #7 |  | Panduit | Mini-Com | CP48BL | PAND394 |  |  |  | Oct 13 2014 2:00PM
Edinburgh | Edinburgh -> IDC -> Rack 1 | Rack 1 | RU#34 | Panduit: WMPF1E #7 |  | Panduit | PatchLink | WMPF1E | PAND771 |  |  |  | Oct 13 2014 1:59PM
Edinburgh | Edinburgh -> IDC -> Rack 1 | Rack 1 | RU#32 | Panduit: CP48BL #1 |  | Panduit | Mini-Com | CP48BL | PAND394 |  |  |  | Oct 13 2014 1:59PM
Edinburgh | Edinburgh -> IDC -> Rack 1 | Rack 1 | RU#30 | Panduit: WMPF1E #1 |  | Panduit | PatchLink | WMPF1E | PAND771 |  |  |  | Oct 13 2014 1:59PM
Edinburgh | Edinburgh -> IDC -> Rack 1 | Rack 1 | RU#28 | Panduit: CP48BL #2 |  | Panduit | Mini-Com | CP48BL | PAND394 |  |  |  | Oct 13 2014 1:59PM
Edinburgh | Edinburgh -> IDC -> Rack 1 | Rack 1 | RU#26 | Panduit: WMPF1E #2 |  | Panduit | PatchLink | WMPF1E | PAND771 |  |  |  | Oct 13 2014 1:58PM
Edinburgh | Edinburgh -> IDC -> Rack 1 | Rack 1 | RU#24 | Panduit: CP48BL #3 |  | Panduit | Mini-Com | CP48BL | PAND394 |  |  |  | Oct 13 2014 1:58PM
Edinburgh | Edinburgh -> IDC -> Rack 1 | Rack 1 | RU#22 | Panduit: WMPF1E #3 |  | Panduit | PatchLink | WMPF1E | PAND771 |  |  |  | Oct 13 2014 1:58PM
Edinburgh | Edinburgh -> IDC -> Rack 1 | Rack 1 | RU#20 | Panduit: CP48BL #4 |  | Panduit | Mini-Com | CP48BL | PAND394 |  |  |  | Oct 13 2014 1:58PM
Edinburgh | Edinburgh -> IDC -> Rack 1 | Rack 1 | RU#18 | Panduit: WMPF1E #4 |  | Panduit | PatchLink | WMPF1E | PAND771 |  |  |  | Oct 13 2014 1:57PM
Edinburgh | Edinburgh -> IDC -> Rack 1 | Rack 1 | RU#16 | Panduit: CP48BL #5 |  | Panduit | Mini-Com | CP48BL | PAND394 |  |  |  | Oct 13 2014 1:57PM
Edinburgh | Edinburgh -> IDC -> Rack 1 | Rack 1 | RU#14 | Panduit: WMPF1E #5 |  | Panduit | PatchLink | WMPF1E | PAND771 |  |  |  | Oct 13 2014 1:57PM
Edinburgh | Edinburgh -> IDC -> Rack 2 | Rack 2 | RU#40 | Panduit: CP48BL #1 |  | Panduit | Mini-Com | CP48BL | PAND394 |  |  |  | Oct 13 2014 2:03PM
Edinburgh | Edinburgh -> IDC -> Rack 2 | Rack 2 | RU#38 | Panduit: WMPF1E #1 |  | Panduit | PatchLink | WMPF1E | PAND771 |  |  |  | Oct 13 2014 2:03PM
Edinburgh | Edinburgh -> IDC -> Rack 2 | Rack 2 | RU#36 | Panduit: CP48BL #2 |  | Panduit | Mini-Com | CP48BL | PAND394 |  |  |  | Oct 13 2014 2:03PM
Edinburgh | Edinburgh -> IDC -> Rack 2 | Rack 2 | RU#34 | Panduit: WMPF1E #2 |  | Panduit | PatchLink | WMPF1E | PAND771 |  |  |  | Oct 13 2014 2:02PM
Edinburgh | Edinburgh -> IDC -> Rack 2 | Rack 2 | RU#32 | Panduit: CP48BL #3 |  | Panduit | Mini-Com | CP48BL | PAND394 |  |  |  | Oct 13 2014 2:02PM
Edinburgh | Edinburgh -> IDC -> Rack 2 | Rack 2 | RU#30 | Panduit: WMPF1E #3 |  | Panduit | PatchLink | WMPF1E | PAND771 |  |  |  | Oct 13 2014 2:02PM
Edinburgh | Edinburgh -> IDC -> Rack 2 | Rack 2 | RU#28 | Panduit: CP48BL #4 |  | Panduit | Mini-Com | CP48BL | PAND394 |  |  |  | Oct 13 2014 2:02PM
Edinburgh | Edinburgh -> IDC -> Rack 2 | Rack 2 | RU#26 | Panduit: WMPF1E #4 |  | Panduit | PatchLink | WMPF1E | PAND771 |  |  |  | Oct 13 2014 2:01PM
Edinburgh | Edinburgh -> IDC -> Rack 2 | Rack 2 | RU#24 | Panduit: CP48BL #5 |  | Panduit | Mini-Com | CP48BL | PAND394 |  |  |  | Oct 13 2014 2:01PM
Edinburgh | Edinburgh -> IDC -> Rack 2 | Rack 2 | RU#22 | Panduit: WMPF1E #5 |  | Panduit | PatchLink | WMPF1E | PAND771 |  |  |  | Oct 13 2014 2:01PM
Edinburgh | Edinburgh -> IDC -> Rack 2 | Rack 2 | RU#19 | Wireless Access Control |  | Cisco Systems | Cisco CTE 1400 | CTE-1450-K9 | CSCA777 |  |  |  | Oct 13 2014 2:01PM
Edinburgh | Edinburgh -> IDC -> Rack 2 | Rack 2 | RU#16 | Edinburgh-wan |  | Cisco Systems | Cisco 7200 | CISCO7204VXR | CSCO209 | JMX0822L5FG |  | 10.254.128.6 | Oct 13 2014 2:01PM
Edinburgh | Edinburgh -> IDC -> Rack 2 | Rack 2 | RU#01 | edinburgh-cra |  | Cisco Systems | Catalyst 6500 | WS-C6509-2 | CICO323 | SMC1233008Z |  | 10.131.110.16 | Oct 13 2014 2:01PM
Edinburgh | Edinburgh -> IDC -> Rack 3 | Rack 3 | RU#41 | Edinburgh-console |  | Cyclades | AlterPath | ACS48 | CYCL017 |  |  | 10.131.96.19 | Oct 13 2014 2:03PM
Edinburgh | Edinburgh -> IDC -> Rack 3 | Rack 3 | RU#12 | Network Circuit1 |  | Allot Communications | NetEnforcer | AC-402 | ALLO015 |  |  |  | Oct 13 2014 2:03PM
Edinburgh | Edinburgh -> IDC -> Rack 3 | Rack 3 | RU#06 | Network Circuit2 |  | Antec | Rackmounts | 3U25ATX450XR-2 | ANTE129 |  |  |  | Oct 13 2014 2:03PM
Edinburgh | Edinburgh -> IDC -> Rack 3 | Rack 3 | RU#03 | Network Circuit3 |  | Antec | Rackmounts | 3U25ATX450XR-2 | ANTE129 |  |  |  | Oct 13 2014 2:03PM
Edinburgh | Edinburgh -> IDC -> Rack 3 | Rack 3 | RU#01 | Network Circuit4 |  | Allot Communications | NetEnforcer | AC-402 | ALLO015 |  |  |  | Oct 13 2014 2:03PM
Hamburg | Hamburg -> 1st Floor Server Room | 1st Floor Server Room |  | ham-ups2 |  | APC | Smart-UPS VT | SUVTR30KG5B5S | APCC371 | PS0702140605 |  |  | Apr 15 2016 8:01AM
Hamburg | Hamburg -> 1st Floor Server Room -> 1 fl Rack 3 | 1 fl Rack 3 | RU#19 | hamwlc-02 |  | Cisco Systems | ASA 5500 | ASA 5540 | CICO120 | FCW1528L08A |  |  | Apr 15 2016 9:38AM
Hamburg | Hamburg -> 1st Floor Server Room -> 1 fl Rack 4 | 1 fl Rack 4 | RU#01 | hmbg-01s01 |  | Cisco Systems | Catalyst 4500 | WS-C4507R+E | CISC349 | FXS1914Q2MQ |  |  | Apr 15 2016 9:38AM
Hamburg | Hamburg -> 1st Floor Server Room -> 1 fl-IT Rack 1 | 1 fl-IT Rack 1 | RU#41 | Synology: RX410 #1 |  | Synology | Rack Station | RX410 | SNLG019 |  |  |  | Oct 24 2014 4:42PM
Hamburg | Hamburg -> 1st Floor Server Room -> 1 fl-IT Rack 1 | 1 fl-IT Rack 1 | RU#39 | ham-it-esx-01 | SERVER SERVICES | Hewlett-Packard | ProLiant | DL380 G6 - SFF | HEPD897 | CZ20154KQ9 |  |  | Oct 24 2014 4:42PM
Hamburg | Hamburg -> 1st Floor Server Room -> 1 fl-IT Rack 1 | 1 fl-IT Rack 1 | RU#37 | Apple XSERVE |  | Apple Computer | Xserve | M9742LL/A | APPL113 |  |  |  | Apr 15 2016 8:01AM
Hamburg | Hamburg -> 1st Floor Server Room -> 1 fl-IT Rack 1 | 1 fl-IT Rack 1 | RU#23 | APC Keyboard, Mouse, Monitor |  | APC | Rack LCD Monitor Keyboard Mouse | AP5015 - Closed View | APC310 |  |  |  | Apr 15 2016 8:01AM
Hamburg | Hamburg -> 4 Floor Server Room -> 4 fl Rack 1 | 4 fl Rack 1 | RU#34 | Dell: PowerEdge 1850 #1 | SERVER SERVICES | Dell Computer | PowerEdge | PowerEdge 1850 (Open View) | DELL462 | BIG2155 |  |  | Oct 24 2014 4:47PM
Hamburg | Hamburg -> 4 Floor Server Room -> 4 fl Rack 1 | 4 fl Rack 1 | RU#32 | Dell: PowerEdge 1850 #2 | SERVER SERVICES | Dell Computer | PowerEdge | PowerEdge 1850 (Open View) | DELL462 | 9N0X2X15 |  |  | Oct 24 2014 4:47PM
Hamburg | Hamburg -> 4 Floor Server Room -> 4 fl Rack 1 | 4 fl Rack 1 | RU#27 | hamwaas-01 |  | Cisco Systems | Wide Area Application Virtualization Engine | WAVE-7541-K9 | CSCY917 | FCH1623V256 |  |  | Apr 14 2016 7:21AM
Hamburg | Hamburg -> 4 Floor Server Room -> 4 fl Rack 1 | 4 fl Rack 1 | RU#26 | hamfireeye |  | Fire Eye | Security Appliance | NX4400 | FIRY030 | UNKNOWN |  |  | Apr 14 2016 7:22AM
Hamburg | Hamburg -> 4 Floor Server Room -> 4 fl Rack 1 | 4 fl Rack 1 | RU#08 | ham-infiniband-1 |  | Mellanox Technologies | InfiniBand | IS5022 (Rackmount) | MLNX094 | MT1417L00271 |  |  | Apr 14 2016 7:22AM
Hamburg | Hamburg -> 4 Floor Server Room -> 4 fl Rack 1 | 4 fl Rack 1 | RU#07 | ham-infiniband-2 |  | Mellanox Technologies | InfiniBand | IS5022 (Rackmount) | MLNX094 | MT1417L00271 |  |  | Apr 14 2016 7:21AM
Hamburg | Hamburg -> 4 Floor Server Room -> 4 fl Rack 1 | 4 fl Rack 1 | RU#05 | hamshare1 |  | Isilon Systems | S-Series | S200 | ISLN036 | SX200-251444-0182 |  |  | Apr 14 2016 7:21AM
Hamburg | Hamburg -> 4 Floor Server Room -> 4 fl Rack 1 | 4 fl Rack 1 | RU#03 | hamshare2 |  | Isilon Systems | S-Series | S200 | ISLN036 | SX200-251444-0184 |  |  | Apr 14 2016 7:21AM
Hamburg | Hamburg -> 4 Floor Server Room -> 4 fl Rack 1 | 4 fl Rack 1 | RU#01 | hamshare3 |  | Isilon Systems | S-Series | S200 | ISLN036 | SX200-251444-0188 |  |  | Apr 14 2016 7:21AM
Hamburg | Hamburg -> 4 Floor Server Room -> 4 fl Rack 2 | 4 fl Rack 2 | RU#17 | APC: AP5017 - Closed View #1 | DATA CENTER OPERATIONS | APC | Rack LCD Monitor Keyboard Mouse | AP5017 - Closed View | APC311 |  |  |  | Oct 24 2014 4:48PM
Hamburg | Hamburg -> 4 Floor Server Room -> 4 fl Rack 2 | 4 fl Rack 2 | RU#03 | hamadovm01 |  | Hewlett-Packard | ProLiant Gen7 | DL380 G7-SFF | HEPK280 | UNKNOWN |  |  | Apr 14 2016 7:52AM
Hamburg | Hamburg -> 4 Floor Server Room -> 4 fl Rack 2 | 4 fl Rack 2 | InOutPlug#2 | ham-mdc-pdu8 |  | Raritan Computer | Dominion PX II | PX2-2488 | RCI829 | QSL5360010 |  |  | Apr 14 2016 8:08AM
Hamburg | Hamburg -> 4 Floor Server Room -> 4 fl Rack 2 | 4 fl Rack 2 | InOutPlug#1 | ham-mdc-pdu7 |  | Raritan Computer | Dominion PX II | PX2-2488 | RCI829 | QSL5360041 |  |  | Apr 14 2016 8:08AM
Hamburg | Hamburg -> 4 Floor Server Room -> 4 fl Rack 3 | 4 fl Rack 3 | RU#20 | hamrep01 |  | Hewlett-Packard | ProLiant | DL380 G6 - SFF | HEPD897 | CZC9346W9X |  |  | Oct 24 2014 4:48PM
Hamburg | Hamburg -> 4 Floor Server Room -> 4 fl Rack 3 | 4 fl Rack 3 | RU#05 | hamburg-inet-rtr1 |  | Cisco Systems | Cisco 3900 | Cisco3945/K9 | CISY860 | FCZ162220JW |  |  | Apr 14 2016 8:04AM
Hamburg | Hamburg -> 4 Floor Server Room -> 4 fl Rack 3 | 4 fl Rack 3 | InOutPlug#2 | ham-mdc-pdu6 |  | Raritan Computer | Dominion PX II | PX2-2488 | RCI829 | QSL5360009 |  |  | Apr 14 2016 8:04AM
Hamburg | Hamburg -> 4 Floor Server Room -> 4 fl Rack 3 | 4 fl Rack 3 | InOutPlug#1 | ham-mdc-pdu5 |  | Raritan Computer | Dominion PX II | PX2-2488 | RCI829 | QSL5360013 |  |  | Apr 14 2016 8:04AM
Hamburg | Hamburg -> 4 Floor Server Room -> 4 fl Rack 4 | 4 fl Rack 4 | RU#42 | Video Distributor |  | Hewlett-Packard | ProLiant | DL320 G3 | HEPA254 |  |  |  | Oct 24 2014 4:50PM
Hamburg | Hamburg -> 4 Floor Server Room -> 4 fl Rack 4 | 4 fl Rack 4 | RU#41 | Video Distributor |  | Hewlett-Packard | ProLiant | DL320 G3 | HEPA254 |  |  |  | Oct 24 2014 4:50PM
Hamburg | Hamburg -> 4 Floor Server Room -> 4 fl Rack 4 | 4 fl Rack 4 | RU#39 | CCTV VideoWebserver |  | Hewlett-Packard | ProLiant | DL320 G3 | HEPA254 |  |  |  | Oct 24 2014 4:50PM
Hamburg | Hamburg -> 4 Floor Server Room -> 4 fl Rack 4 | 4 fl Rack 4 | RU#38 | Viconnet1 |  | Hewlett-Packard | ProLiant | DL320 G3 | HEPA254 |  |  |  | Oct 24 2014 4:50PM
Hamburg | Hamburg -> 4 Floor Server Room -> 4 fl Rack 4 | 4 fl Rack 4 | RU#35 | Viconnet |  | Hewlett-Packard | ProLiant | DL385 SCSI | HEPA353 |  |  |  | Oct 24 2014 4:50PM
Hamburg | Hamburg -> 4 Floor Server Room -> 4 fl Rack 4 | 4 fl Rack 4 | RU#34 | Shelf |  | Generic Equipment Set | Shelf | 19 Inch 1U Shelf | GENR944 |  |  |  | Apr 14 2016 10:03AM
Hamburg | Hamburg -> 4 Floor Server Room -> 4 fl Rack 4 | 4 fl Rack 4 | RU#33 | hamwlc-01 | NETWORK SERVICES | Cisco Systems | 2700 Series Wireless Location Appliance | AIR-LOC2700-L-K9 | CICO312 | FCW1528L09T |  |  | Oct 24 2014 4:50PM
Hamburg | Hamburg -> 4 Floor Server Room -> 4 fl Rack 4 | 4 fl Rack 4 | RU#32 | ham-cyclades | DATA CENTER OPERATIONS | Raritan Computer | Dominion SX | DSX32 | RCI075 | WAI4B00027 |  |  | Oct 24 2014 4:50PM
Hamburg | Hamburg -> 4 Floor Server Room -> 4 fl Rack 4 | 4 fl Rack 4 | RU#31 | kvm-ham-1 |  | Raritan Computer | Dominion KX | DKX116 | RCI080 |  |  |  | Apr 14 2016 10:03AM
Hamburg | Hamburg -> 4 Floor Server Room -> 4 fl Rack 4 | 4 fl Rack 4 | RU#28 | hamburg-wan |  | Cisco Systems | Cisco 3900 | Cisco3945/K9 | CISY860 | FGL153211PS |  |  | Apr 14 2016 10:03AM
Hamburg | Hamburg -> 4 Floor Server Room -> 4 fl Rack 4 | 4 fl Rack 4 | RU#27 | haminet-sw |  | Cisco Systems | Catalyst 3850 | WS-C3850-48F-L | CISC883 | FCW1915C06F |  |  | Apr 14 2016 10:33AM
Hamburg | Hamburg -> 4 Floor Server Room -> 4 fl Rack 4 | 4 fl Rack 4 | RU#25 | hamburg-greha |  | Cisco Systems | ASR 1000 Series | ASR1002 | CISO872 | FOX1614GWGN |  |  | Apr 14 2016 10:33AM
Hamburg | Hamburg -> 4 Floor Server Room -> 4 fl Rack 4 | 4 fl Rack 4 | RU#24 | asa-hamburg-1 |  | Cisco Systems | ASA 5500 | ASA 5520 | CICO119 | JMXI324L0A8 |  |  | Apr 14 2016 10:33AM
Hamburg | Hamburg -> 4 Floor Server Room -> 4 fl Rack 4 | 4 fl Rack 4 | RU#22 | hamburg-spana |  | Anue Systems | 5200 Series | 5273 | ANUE018 | 5273-00000996 |  |  | Apr 14 2016 10:33AM
Hamburg | Hamburg -> 4 Floor Server Room -> 4 fl Rack 4 | 4 fl Rack 4 | RU#21 | haminetfw |  | Juniper Networks | SSG Series | SSG320M-AC | JUNP403 | JN11E618FADD |  |  | Apr 14 2016 10:33AM
Hamburg | Hamburg -> 4 Floor Server Room -> 4 fl Rack 4 | 4 fl Rack 4 | RU#01 | hmbgcs-vs-2 |  | Cisco Systems | Catalyst 4500 | WS-C4510R+E | CISC735 | FXS1905Q42A |  |  | Apr 14 2016 10:03AM
Hamburg | Hamburg -> 4 Floor Server Room -> 4 fl Rack 4 | 4 fl Rack 4 | InOutPlug#2 | ham-mdc-pdu4 |  | Raritan Computer | Dominion PX II | PX2-2488 | RCI829 | QSL5360038 |  |  | Apr 14 2016 10:03AM
Hamburg | Hamburg -> 4 Floor Server Room -> 4 fl Rack 4 | 4 fl Rack 4 | InOutPlug#1 | ham-mdc-pdu3 |  | Raritan Computer | Dominion PX II | PX2-2488 | RCI829 | QSL5360032 |  |  | Apr 14 2016 10:03AM
Hamburg | Hamburg -> 4 Floor Server Room -> 4 fl Rack 4 -> haminet-sw | haminet-sw | PS Slot#2 | PWR-C1-1100WAC |  | Cisco Systems | Catalyst 3850 | PWR-C1-1100WAC | CISC875 |  |  |  | Apr 14 2016 10:33AM
Hamburg | Hamburg -> 4 Floor Server Room -> 4 fl Rack 4 -> haminet-sw | haminet-sw | PS Slot#1 | PWR-C1-1100WAC |  | Cisco Systems | Catalyst 3850 | PWR-C1-1100WAC | CISC875 |  |  |  | Apr 14 2016 10:33AM
Hamburg | Hamburg -> 4 Floor Server Room -> 4 fl Rack 4 -> Shelf | Shelf | InOutPlug#4 | hamdevnet |  | Juniper Networks | SRX Series | SRX100 | JUNP804 |  |  |  | Apr 14 2016 10:03AM
Hamburg | Hamburg -> 4 Floor Server Room -> 4 fl Rack 5 | 4 fl Rack 5 | RU#01 | hmbgcs-vs-1 |  | Cisco Systems | Catalyst 4500 | WS-C4510R+E | CISC735 | FXS1905Q426 |  |  | Apr 14 2016 10:51AM
Hamburg | Hamburg -> 4 Floor Server Room -> 4 fl Rack 5 | 4 fl Rack 5 | InOutPlug#2 | ham-mdc-pdu2 |  | Raritan Computer | Dominion PX II | PX2-2488 | RCI829 | QSL5360004 |  |  | Apr 14 2016 10:51AM
Hamburg | Hamburg -> 4 Floor Server Room -> 4 fl Rack 5 | 4 fl Rack 5 | InOutPlug#1 | ham-mdc-pdu1 |  | Raritan Computer | Dominion PX II | PX2-2488 | RCI829 | QSL5360008 |  |  | Apr 14 2016 10:51AM
Hillsboro | Hillsboro -> Data Hall -> AP-06 -> ap-06 r1 | ap-06 r1 | RU#50 | idf or 2u cable manager |  | Ortronics | Mighty Mo 6 Cable Management | OR-MM6HMF2RU | ORT891 |  |  |  | Jun 3 2015 3:52PM
Hillsboro | Hillsboro -> Data Hall -> AP-06 -> ap-06 r1 | ap-06 r1 | RU#49 | OR-61500569-00 |  | Ortronics | Patch Panel | OR-61500569-00 | ORTI408 |  |  |  | Jun 3 2015 3:55PM
Hillsboro | Hillsboro -> Data Hall -> AP-06 -> ap-06 r1 | ap-06 r1 | RU#47 | idf 2u fiber patch |  | Ortronics | Fiber Rackmount Cabinets | OR-FC02U-M | ORTI271 |  |  |  | Jun 3 2015 3:57PM
Hillsboro | Hillsboro -> Data Hall -> AP-06 -> ap-06 r1 | ap-06 r1 | RU#45 | idf 2u fiber patch |  | Ortronics | Fiber Rackmount Cabinets | OR-FC02U-M | ORTI271 |  |  |  | Jun 3 2015 3:57PM
Hillsboro | Hillsboro -> Data Hall -> AP-06 -> ap-06 r1 | ap-06 r1 | RU#43 | idf or 2u cable manager |  | Ortronics | Mighty Mo 6 Cable Management | OR-MM6HMF2RU | ORT891 |  |  |  | Jun 3 2015 3:58PM
Hillsboro | Hillsboro -> Data Hall -> AP-06 -> ap-06 r1 | ap-06 r1 | RU#41 | 01-48 cat.6 mdf 1.03 |  | Generic Patch Panel Icons | Patch Panel | 48-Port Patch Panel | PP004 |  |  |  | Jun 3 2015 3:59PM
Hillsboro | Hillsboro -> Data Hall -> AP-06 -> ap-06 r1 | ap-06 r1 | RU#39 | 01-48 cat .6 to mdf2.03 |  | Generic Patch Panel Icons | Patch Panel | 48-Port Patch Panel | PP004 |  |  |  | Jun 3 2015 4:00PM
Hillsboro | Hillsboro -> Data Hall -> AP-06 -> ap-06 r1 | ap-06 r1 | RU#37 | 01-24 cat.6 to as06.01 |  | Generic Patch Panel Icons | Patch Panel | 48-Port Patch Panel | PP004 |  |  |  | Jun 3 2015 4:01PM
Hillsboro | Hillsboro -> Data Hall -> AP-06 -> ap-06 r2 | ap-06 r2 | RU#50 | idf or 2u cable manager |  | Ortronics | Mighty Mo 6 Cable Management | OR-MM6HMF2RU | ORT891 |  |  |  | Jun 3 2015 4:02PM
Hillsboro | Hillsboro -> Data Hall -> AP-06 -> ap-06 r2 | ap-06 r2 | RU#46 | ifd 4u fiber patch filled |  | Ortronics | FC Series | OR-FC04U-U | ORT984 |  |  |  | Jun 3 2015 4:03PM
Hillsboro | Hillsboro -> Data Hall -> AP-06 -> ap-06 r2 | ap-06 r2 | RU#44 | 01-24 cat.6 to be.1006 |  | Generic Patch Panel Icons | Patch Panel | 48-Port Patch Panel | PP004 |  |  |  | Jun 3 2015 4:04PM
Hillsboro | Hillsboro -> Data Hall -> AP-06 -> ap-06 r2 | ap-06 r2 | RU#42 | idf or 2u cable manager |  | Ortronics | Mighty Mo 6 Cable Management | OR-MM6HMF2RU | ORT891 |  |  |  | Jun 3 2015 4:04PM
Hillsboro | Hillsboro -> Data Hall -> AP-06 -> ap-06 r2 | ap-06 r2 | RU#41 | or1-obms01 | NETWORK SERVICES | Cisco Systems | Catalyst 4900 | WS-C4948E-F | CSCY593 | CAT1832S2BW | 565674 |  | Jun 3 2015 4:05PM
Hillsboro | Hillsboro -> Data Hall -> AP-06 -> ap-06 r2 | ap-06 r2 | RU#39 | idf or 2u cable manager |  | Ortronics | Mighty Mo 6 Cable Management | OR-MM6HMF2RU | ORT891 |  |  |  | Jun 3 2015 4:10PM
Hillsboro | Hillsboro -> Data Hall -> AP-06 -> ap-06 r2 | ap-06 r2 | RU#38 | or1_ap06r2_con01 | DATA CENTER OPERATIONS | Raritan Computer | Dominion SX | DSXA-48-AC | RCI175 | WAI4B00060 | 565698 |  | Jun 3 2015 4:09PM
Hillsboro | Hillsboro -> Data Hall -> AP-06 -> ap-06 r2 | ap-06 r2 | RU#36 | OR1VCM003 | NETWORK SERVICES | F5 Networks | BIG-IP | BIG-IP 10250v | F5LA148 | f5-sqzc-uygc | 565772 |  | Jun 3 2015 4:14PM
Hillsboro | Hillsboro -> Data Hall -> AP-06 -> ap-06 r2 | ap-06 r2 | RU#34 | idf or 2u cable manager |  | Ortronics | Mighty Mo 6 Cable Management | OR-MM6HMF2RU | ORT891 |  |  |  | Jun 3 2015 4:16PM
Hillsboro | Hillsboro -> Data Hall -> AP-06 -> ap-06 r2 | ap-06 r2 | RU#33 | hiodsibx01 | DIRECTORY SERVICES | Infoblox | DNS | Trinzic 1400 | IFBX026 | TE-1420-NS1GRID-AC | 565681 |  | Jun 3 2015 4:17PM
Hillsboro | Hillsboro -> Data Hall -> AP-06 -> ap-06 r2 | ap-06 r2 | RU#25 | or1vmcu05 |  | Acano | Acano | Acano Server | ACAN001 | Aca000137 | 581528 |  | Feb 8 2016 10:44AM
Hillsboro | Hillsboro -> Data Hall -> AP-06 -> ap-06 r2 | ap-06 r2 | RU#24 | or1-intp3-ic1 | SECURITY SERVICES | Palo Alto Networks | Panorama | M-100 Panorama | PLNO017 | 9201002039 | 569381 |  | Jun 3 2015 6:02PM
Hillsboro | Hillsboro -> Data Hall -> AP-06 -> ap-06 r2 | ap-06 r2 | RU#01 | or1-intp1ds01 |  | Cisco Systems | Nexus 9000 Series | N9K-C9508 | CSSY227 | fge1833of05 | 565602 |  | Jun 3 2015 6:05PM
Hillsboro | Hillsboro -> Data Hall -> AP-06 -> ap-06 r3 | ap-06 r3 | RU#50 | idf or 2u cable manager |  | Ortronics | Mighty Mo 6 Cable Management | OR-MM6HMF2RU | ORT891 |  |  |  | Jun 3 2015 6:09PM
Hillsboro | Hillsboro -> Data Hall -> AP-06 -> ap-06 r3 | ap-06 r3 | RU#46 | ifd 4u fiber patch filled |  | Ortronics | FC Series | OR-FC04U-U | ORT984 |  |  |  | Jun 3 2015 6:09PM
Hillsboro | Hillsboro -> Data Hall -> AP-06 -> ap-06 r3 | ap-06 r3 | RU#44 | idf or 2u cable manager |  | Ortronics | Mighty Mo 6 Cable Management | OR-MM6HMF2RU | ORT891 |  |  |  | Jun 3 2015 6:09PM
Hillsboro | Hillsboro -> Data Hall -> AP-06 -> ap-06 r3 | ap-06 r3 | RU#42 | 01-48 cat.6 to .bf 2006 |  | Generic Patch Panel Icons | Patch Panel | 48-Port Patch Panel | PP004 |  |  |  | Jun 3 2015 6:09PM
Hillsboro | Hillsboro -> Data Hall -> AP-06 -> ap-06 r3 | ap-06 r3 | RU#33 | OR1VCM001 | NETWORK SERVICES | F5 Networks | VIPRION | F5-VPR-LTM-C2400-AC | F5LA090 |  | 565773 |  | Jun 3 2015 6:09PM
Hillsboro | Hillsboro -> Data Hall -> AP-06 -> ap-06 r3 | ap-06 r3 | RU#14 | or1-fefw1 | SECURITY SERVICES | Palo Alto Networks | PA-7000 Series | PA-7050 | PLNO020 | 1.0108e+22 | 569379 |  | Jun 3 2015 6:09PM
Hillsboro | Hillsboro -> Data Hall -> AP-06 -> ap-06 r3 | ap-06 r3 | RU#01 | or1-dmzp1ds01 |  | Cisco Systems | Nexus 9000 Series | N9K-C9508 | CSSY227 | FGE18360GWC | 565605 |  | Jun 3 2015 6:09PM
Hillsboro | Hillsboro -> Data Hall -> AP-06 -> ap-06 r4 | ap-06 r4 | RU#50 | idf or 2u cable manager |  | Ortronics | Mighty Mo 6 Cable Management | OR-MM6HMF2RU | ORT891 |  |  |  | Jun 3 2015 6:15PM
Hillsboro | Hillsboro -> Data Hall -> AP-06 -> ap-06 r4 | ap-06 r4 | RU#46 | ifd 4u fiber patch filled |  | Ortronics | FC Series | OR-FC04U-U | ORT984 |  |  |  | Jun 3 2015 6:15PM
Hillsboro | Hillsboro -> Data Hall -> AP-06 -> ap-06 r4 | ap-06 r4 | RU#44 | idf or 2u cable manager |  | Ortronics | Mighty Mo 6 Cable Management | OR-MM6HMF2RU | ORT891 |  |  |  | Jun 3 2015 6:15PM
Hillsboro | Hillsboro -> Data Hall -> AP-06 -> ap-06 r4 | ap-06 r4 | RU#42 | 01-24 cat.6 to be.3006 |  | Generic Patch Panel Icons | Patch Panel | 48-Port Patch Panel | PP004 |  |  |  | Jun 3 2015 6:17PM
Hillsboro | Hillsboro -> Data Hall -> AP-06 -> ap-06 r4 | ap-06 r4 | RU#41 | or1-reps01 | NETWORK SERVICES | Cisco Systems | Catalyst 4900 | WS-C4948E-F | CSCY593 | CAT1711S3T6 | 569415 |  | Jun 3 2015 6:15PM
Hillsboro | Hillsboro -> Data Hall -> AP-06 -> ap-06 r4 | ap-06 r4 | RU#39 | idf or 2u cable manager |  | Ortronics | Mighty Mo 6 Cable Management | OR-MM6HMF2RU | ORT891 |  |  |  | Jun 3 2015 6:15PM
Hillsboro | Hillsboro -> Data Hall -> AP-06 -> ap-06 r4 | ap-06 r4 | RU#38 | or1-bf1r01 | STORAGE SERVICES | Brocade Communications Systems | SAN Extension and Routing | 7800 | BROC171 | ASS2546K013 | 566085 |  | Jun 3 2015 6:15PM
Hillsboro | Hillsboro -> Data Hall -> AP-06 -> ap-06 r4 | ap-06 r4 | RU#37 | or1-obms03 |  | Cisco Systems | Catalyst 4900 | WS-C4948-S | CICO626 | FOX1548G9FS | 561999 |  | Jan 4 2016 3:22PM
Hillsboro | Hillsboro -> Data Hall -> AP-06 -> ap-06 r4 | ap-06 r4 | RU#01 | or1bf1001 | STORAGE SERVICES | Brocade Communications Systems | DCX Backbone | DCX 8510-8 | BROC512 | AFX2504L00E |  |  | Jun 3 2015 6:15PM
Hillsboro | Hillsboro -> Data Hall -> AP-06 -> ap-06 r5 | ap-06 r5 | RU#50 | idf or 2u cable manager |  | Ortronics | Mighty Mo 6 Cable Management | OR-MM6HMF2RU | ORT891 |  |  |  | Jun 3 2015 6:22PM
Hillsboro | Hillsboro -> Data Hall -> AP-06 -> ap-06 r5 | ap-06 r5 | RU#46 | ifd 4u fiber patch filled |  | Ortronics | FC Series | OR-FC04U-U | ORT984 |  |  |  | Jun 3 2015 6:22PM
Hillsboro | Hillsboro -> Data Hall -> AP-06 -> ap-06 r5 | ap-06 r5 | RU#42 | ifd 4u fiber patch filled |  | Ortronics | FC Series | OR-FC04U-U | ORT984 |  |  |  | Jun 3 2015 6:22PM
Hillsboro | Hillsboro -> Data Hall -> AP-06 -> ap-06 r5 | ap-06 r5 | RU#40 | idf or 2u cable manager |  | Ortronics | Mighty Mo 6 Cable Management | OR-MM6HMF2RU | ORT891 |  |  |  | Jun 3 2015 6:22PM
Hillsboro | Hillsboro -> Data Hall -> AP-06 -> ap-06 r5 | ap-06 r5 | RU#10 | or1-intp1hadds01 |  | Cisco Systems | Nexus 9000 Series | N9K-C9504 | CSSY849 | FOX1944G31A | 581512 |  | Feb 4 2016 1:27PM
Hillsboro | Hillsboro -> Data Hall -> AP-06 -> ap-06 r5 | ap-06 r5 | RU#01 | or1-befw1 | SECURITY SERVICES | Palo Alto Networks | PA-7000 Series | PA-7050 | PLNO020 | 10108000467 | 569378 |  | Jun 3 2015 6:22PM
Hillsboro | Hillsboro -> Data Hall -> AS-06 -> as-06 r1 | as-06 r1 | RU#50 | OR-MM6HMF2RU |  | Ortronics | Mighty Mo 6 Cable Management | OR-MM6HMF2RU | ORT891 |  |  |  | Jun 2 2015 4:13PM
Hillsboro | Hillsboro -> Data Hall -> AS-06 -> as-06 r1 | as-06 r1 | RU#49 | OR-61500569-00 |  | Ortronics | Patch Panel | OR-61500569-00 | ORTI408 |  |  |  | Jun 2 2015 4:28PM
Hillsboro | Hillsboro -> Data Hall -> AS-06 -> as-06 r1 | as-06 r1 | RU#47 | OR-FC02U-M |  | Ortronics | Fiber Rackmount Cabinets | OR-FC02U-M | ORTI271 |  |  |  | Jun 2 2015 4:25PM
Hillsboro | Hillsboro -> Data Hall -> AS-06 -> as-06 r1 | as-06 r1 | RU#45 | OR-FC02U-M |  | Ortronics | Fiber Rackmount Cabinets | OR-FC02U-M | ORTI271 |  |  |  | Jun 2 2015 4:25PM
Hillsboro | Hillsboro -> Data Hall -> AS-06 -> as-06 r1 | as-06 r1 | RU#43 | OR-MM6HMF2RU |  | Ortronics | Mighty Mo 6 Cable Management | OR-MM6HMF2RU | ORT891 |  |  |  | Jun 2 2015 4:17PM
Hillsboro | Hillsboro -> Data Hall -> AS-06 -> as-06 r1 | as-06 r1 | RU#41 | 01-48 cat.6 to mdf1.04 |  | Generic Patch Panel Icons | Patch Panel | 48-Port Patch Panel | PP004 |  |  |  | Jun 2 2015 4:38PM
Hillsboro | Hillsboro -> Data Hall -> AS-06 -> as-06 r1 | as-06 r1 | RU#39 | 01-48 cat.6 to mdf2.04 |  | Generic Patch Panel Icons | Patch Panel | 48-Port Patch Panel | PP004 |  |  |  | Jun 2 2015 4:39PM
Hillsboro | Hillsboro -> Data Hall -> AS-06 -> as-06 r1 | as-06 r1 | RU#37 | 01-48 cat.6 to ap06.1 |  | Generic Patch Panel Icons | Patch Panel | 48-Port Patch Panel | PP004 |  |  |  | Jun 2 2015 4:40PM
Hillsboro | Hillsboro -> Data Hall -> AS-06 -> as-06 r2 | as-06 r2 | RU#50 | idf or 2u cable manager |  | Ortronics | Mighty Mo 6 Cable Management | OR-MM6HMF2RU | ORT891 |  |  |  | Jun 2 2015 4:42PM
Hillsboro | Hillsboro -> Data Hall -> AS-06 -> as-06 r2 | as-06 r2 | RU#46 | OR-FC04U-U |  | Ortronics | FC Series | OR-FC04U-U | ORT984 |  |  |  | Jun 2 2015 4:43PM
Hillsboro | Hillsboro -> Data Hall -> AS-06 -> as-06 r2 | as-06 r2 | RU#44 | idf or 2u cable manager |  | Ortronics | Mighty Mo 6 Cable Management | OR-MM6HMF2RU | ORT891 |  |  |  | Jun 2 2015 4:51PM
Hillsboro | Hillsboro -> Data Hall -> AS-06 -> as-06 r2 | as-06 r2 | RU#43 | or1-obms02 | NETWORK SERVICES | Cisco Systems | Catalyst 4900 | WS-C4948-10GE-E | CICO404 | CAT1832S2CY | 565677 |  | Jun 2 2015 5:16PM
Hillsboro | Hillsboro -> Data Hall -> AS-06 -> as-06 r2 | as-06 r2 | RU#41 | idf or 2u cable manager |  | Ortronics | Mighty Mo 6 Cable Management | OR-MM6HMF2RU | ORT891 |  |  |  | Jun 2 2015 4:51PM
Hillsboro | Hillsboro -> Data Hall -> AS-06 -> as-06 r2 | as-06 r2 | RU#39 | idf or 2u cable manager |  | Ortronics | Mighty Mo 6 Cable Management | OR-MM6HMF2RU | ORT891 |  |  |  | Jun 2 2015 4:52PM
Hillsboro | Hillsboro -> Data Hall -> AS-06 -> as-06 r2 | as-06 r2 | RU#38 | 0r1_as-06r2-con01 | DATA CENTER OPERATIONS | Raritan Computer | Dominion SX | DSXA-48-AC | RCI175 | WAI4B00048 | 565697 |  | Jun 2 2015 5:33PM
Hillsboro | Hillsboro -> Data Hall -> AS-06 -> as-06 r2 | as-06 r2 | RU#36 | OR1VCM004 | NETWORK SERVICES | F5 Networks | BIG-IP | BIG-IP 10250v | F5LA148 | f5-avze-amdb | 565770 |  | Jun 2 2015 6:06PM
Hillsboro | Hillsboro -> Data Hall -> AS-06 -> as-06 r2 | as-06 r2 | RU#35 | hiodsibx02 | DIRECTORY SERVICES | Infoblox | DNS | Trinzic 1400 | IFBX026 | 1401201410100320 | 565682 |  | Jun 2 2015 6:10PM
Hillsboro | Hillsboro -> Data Hall -> AS-06 -> as-06 r2 | as-06 r2 | RU#34 | OR-60400135 |  | Ortronics | Horizontal Cable Managers | OR-60400135 | ORTI128 |  |  |  | Jun 2 2015 4:56PM
Hillsboro | Hillsboro -> Data Hall -> AS-06 -> as-06 r2 | as-06 r2 | RU#23 | or1-intp1-pa-cm1 | SECURITY SERVICES | Palo Alto Networks | Panorama | M-100 Panorama | PLNO017 | 9201002055 | 569380 |  | Jun 2 2015 6:18PM
Hillsboro | Hillsboro -> Data Hall -> AS-06 -> as-06 r2 | as-06 r2 | RU#01 | or1-intp1ds02 | NETWORK SERVICES | Cisco Systems | Nexus 9000 Series | N9K-C9508 | CSSY227 | 800-40605-01 D0 | MX |  | Jun 2 2015 6:28PM
Hillsboro | Hillsboro -> Data Hall -> AS-06 -> as-06 r3 | as-06 r3 | RU#50 | idf or 2u cable manager |  | Ortronics | Mighty Mo 6 Cable Management | OR-MM6HMF2RU | ORT891 |  |  |  | Jun 2 2015 6:52PM
Hillsboro | Hillsboro -> Data Hall -> AS-06 -> as-06 r3 | as-06 r3 | RU#46 | ifd 4u fiber patch filled |  | Ortronics | FC Series | OR-FC04U-U | ORT984 |  |  |  | Jun 2 2015 6:55PM
Hillsboro | Hillsboro -> Data Hall -> AS-06 -> as-06 r3 | as-06 r3 | RU#44 | idf or 2u cable manager |  | Ortronics | Mighty Mo 6 Cable Management | OR-MM6HMF2RU | ORT891 |  |  |  | Jun 2 2015 6:57PM
Hillsboro | Hillsboro -> Data Hall -> AS-06 -> as-06 r3 | as-06 r3 | RU#42 | 01-48 cat.6 to .bf 2006 |  | Generic Patch Panel Icons | Patch Panel | 48-Port Patch Panel | PP004 |  |  |  | Jun 2 2015 6:58PM
Hillsboro | Hillsboro -> Data Hall -> AS-06 -> as-06 r3 | as-06 r3 | RU#33 | OR1VCM002 | NETWORK SERVICES | F5 Networks | VIPRION | F5-VPR-LTM-C2400-AC | F5LA090 |  |  |  | Jun 2 2015 7:05PM
Hillsboro | Hillsboro -> Data Hall -> AS-06 -> as-06 r3 | as-06 r3 | RU#14 | or1-fefw2 | SECURITY SERVICES | Palo Alto Networks | PA-7000 Series | PA-7050 | PLNO020 | 10108000473 | 569377 |  | Jun 2 2015 7:14PM
Hillsboro | Hillsboro -> Data Hall -> AS-06 -> as-06 r3 | as-06 r3 | RU#01 | or1-dmzp1ds02 | NETWORK SERVICES | Cisco Systems | Nexus 9000 Series | N9K-C9508 | CSSY227 | FGE18370HA2 | 565604 |  | Jun 2 2015 7:23PM
Hillsboro | Hillsboro -> Data Hall -> AS-06 -> as-06 r4 | as-06 r4 | RU#50 | idf or 2u cable manager |  | Ortronics | Mighty Mo 6 Cable Management | OR-MM6HMF2RU | ORT891 |  |  |  | Jun 3 2015 11:50AM
Hillsboro | Hillsboro -> Data Hall -> AS-06 -> as-06 r4 | as-06 r4 | RU#46 | ifd 4u fiber patch filled |  | Ortronics | FC Series | OR-FC04U-U | ORT984 |  |  |  | Jun 3 2015 11:51AM
Hillsboro | Hillsboro -> Data Hall -> AS-06 -> as-06 r4 | as-06 r4 | RU#44 | 01-24 cat.6 to bf.3008 |  | Generic Patch Panel Icons | Patch Panel | 48-Port Patch Panel | PP004 |  |  |  | Jun 3 2015 6:25PM
Hillsboro | Hillsboro -> Data Hall -> AS-06 -> as-06 r4 | as-06 r4 | RU#42 | idf or 2u cable manager |  | Ortronics | Mighty Mo 6 Cable Management | OR-MM6HMF2RU | ORT891 |  |  |  | Jun 3 2015 11:51AM
Hillsboro | Hillsboro -> Data Hall -> AS-06 -> as-06 r4 | as-06 r4 | RU#41 | or1-reps02 | NETWORK SERVICES | Cisco Systems | Catalyst 4900 | WS-C4948E-F | CSCY593 | 7CAD74B0C900CAT1711S3X3 | 569414 |  | Jun 3 2015 11:58AM
Hillsboro | Hillsboro -> Data Hall -> AS-06 -> as-06 r4 | as-06 r4 | RU#39 | idf or 2u cable manager |  | Ortronics | Mighty Mo 6 Cable Management | OR-MM6HMF2RU | ORT891 |  |  |  | Jun 3 2015 11:52AM
Hillsboro | Hillsboro -> Data Hall -> AS-06 -> as-06 r4 | as-06 r4 | RU#38 | or1-bf2r01 | STORAGE SERVICES | Brocade Communications Systems | SAN Extension and Routing | 7800 | BROC171 | ASS2546K00A | 566086 |  | Jun 3 2015 2:41PM
Hillsboro | Hillsboro -> Data Hall -> AS-06 -> as-06 r4 | as-06 r4 | RU#37 | or1-obms04 |  | Cisco Systems | Catalyst 4900 | WS-C4948-S | CICO626 | FOX1548G9FL | 562000 |  | Jan 4 2016 3:22PM
Hillsboro | Hillsboro -> Data Hall -> AS-06 -> as-06 r4 | as-06 r4 | RU#01 | or1bf2001 | STORAGE SERVICES | Brocade Communications Systems | DCX Backbone | DCX 8510-8 | BROC512 | AFX2504L009 |  |  | Jun 3 2015 12:16PM
Hillsboro | Hillsboro -> Data Hall -> AS-06 -> as-06 r5 | as-06 r5 | RU#50 | idf or 2u cable manager |  | Ortronics | Mighty Mo 6 Cable Management | OR-MM6HMF2RU | ORT891 |  |  |  | Jun 3 2015 2:29PM
Hillsboro | Hillsboro -> Data Hall -> AS-06 -> as-06 r5 | as-06 r5 | RU#46 | ifd 4u fiber patch filled |  | Ortronics | FC Series | OR-FC04U-U | ORT984 |  |  |  | Jun 3 2015 2:30PM
Hillsboro | Hillsboro -> Data Hall -> AS-06 -> as-06 r5 | as-06 r5 | RU#42 | ifd 4u fiber patch filled |  | Ortronics | FC Series | OR-FC04U-U | ORT984 |  |  |  | Jun 3 2015 2:32PM
Hillsboro | Hillsboro -> Data Hall -> AS-06 -> as-06 r5 | as-06 r5 | RU#40 | idf or 2u cable manager |  | Ortronics | Mighty Mo 6 Cable Management | OR-MM6HMF2RU | ORT891 |  |  |  | Jun 3 2015 2:32PM
Hillsboro | Hillsboro -> Data Hall -> AS-06 -> as-06 r5 | as-06 r5 | RU#10 | or1-intp1hadds02 |  | Cisco Systems | Nexus 9000 Series | N9K-C9504 | CSSY849 | FOX1945G520 | 581513 |  | Feb 4 2016 1:28PM
Hillsboro | Hillsboro -> Data Hall -> AS-06 -> as-06 r5 | as-06 r5 | RU#01 | or1-befw2 | SECURITY SERVICES | Palo Alto Networks | PA-7000 Series | PA-7050 | PLNO020 | 10108000472 | 569376 |  | Jun 3 2015 2:34PM
Hillsboro | Hillsboro -> Data Hall -> POD1 -> BE1000 - Internal -> BE:1001 | BE:1001 | RU#58 | or1-intp1be1001ts01 | NETWORK SERVICES | Cisco Systems | Nexus 9000 Series | N9K-C9372PX | CSSY717 | SAL18380V3B | 565626 |  | Jun 23 2015 5:46PM
Hillsboro | Hillsboro -> Data Hall -> POD1 -> BE1000 - Internal -> BE:1001 | BE:1001 | RU#56 | or1-intp1be1001gs01 | NETWORK SERVICES | Cisco Systems | Catalyst 4900 | WS-C4948E-F | CSCY593 | CAT1831S0MW | 565640 |  | Feb 5 2015 3:46PM
Hillsboro | Hillsboro -> Data Hall -> POD1 -> BE1000 - Internal -> BE:1001 | BE:1001 | RU#51 | or1dra001 | VPT | Dell Computer | PowerEdge R-Series | PowerEdge R730 - 2.5 Inch Drive Bays | DELM602 | 7T96942 | 565806 |  | Feb 5 2015 10:31AM
Hillsboro | Hillsboro -> Data Hall -> POD1 -> BE1000 - Internal -> BE:1001 | BE:1001 | RU#49 | or1dra002 | VPT | Dell Computer | PowerEdge R-Series | PowerEdge R730 - 2.5 Inch Drive Bays | DELM602 | 7T95942 | 565807 |  | Feb 5 2015 10:31AM
Hillsboro | Hillsboro -> Data Hall -> POD1 -> BE1000 - Internal -> BE:1001 | BE:1001 | RU#47 | or1dra003 | VPT | Dell Computer | PowerEdge R-Series | PowerEdge R730 - 2.5 Inch Drive Bays | DELM602 | 7T85942 | 565808 |  | Feb 5 2015 10:30AM
Hillsboro | Hillsboro -> Data Hall -> POD1 -> BE1000 - Internal -> BE:1001 | BE:1001 | RU#39 | or1dra075 |  | Dell Computer | PowerEdge R-Series | PowerEdge R730xd - 3.5 Inch Drive Bays | DELM607 |  | 562253 |  | Mar 23 2016 5:36PM
Hillsboro | Hillsboro -> Data Hall -> POD1 -> BE1000 - Internal -> BE:1001 | BE:1001 | RU#37 | or1dra073 |  | Dell Computer | PowerEdge R-Series | PowerEdge R730xd - 3.5 Inch Drive Bays | DELM607 |  | 562252 |  | Mar 23 2016 5:35PM
Hillsboro | Hillsboro -> Data Hall -> POD1 -> BE1000 - Internal -> BE:1001 | BE:1001 | RU#35 | or1dra071 |  | Dell Computer | PowerEdge R-Series | PowerEdge R730xd - 3.5 Inch Drive Bays | DELM607 |  | 562251 |  | Mar 23 2016 5:35PM
Hillsboro | Hillsboro -> Data Hall -> POD1 -> BE1000 - Internal -> BE:1001 | BE:1001 | RU#33 | or1dra069 |  | Dell Computer | PowerEdge R-Series | PowerEdge R730xd - 3.5 Inch Drive Bays | DELM607 |  | 562250 |  | Mar 23 2016 5:34PM
Hillsboro | Hillsboro -> Data Hall -> POD1 -> BE1000 - Internal -> BE:1001 | BE:1001 | RU#31 | or1dra032 | VPT | Dell Computer | PowerEdge R-Series | PowerEdge R730 - 2.5 Inch Drive Bays | DELM602 | 7T57942 | 565837 |  | Feb 18 2015 11:15AM
Hillsboro | Hillsboro -> Data Hall -> POD1 -> BE1000 - Internal -> BE:1001 | BE:1001 | RU#29 | or1dra031 | VPT | Dell Computer | PowerEdge R-Series | PowerEdge R730 - 2.5 Inch Drive Bays | DELM602 | 7T64942 | 565836 |  | Feb 5 2015 10:15AM
Hillsboro | Hillsboro -> Data Hall -> POD1 -> BE1000 - Internal -> BE:1001 | BE:1001 | RU#27 | or1dra030 | VPT | Dell Computer | PowerEdge R-Series | PowerEdge R730 - 2.5 Inch Drive Bays | DELM602 | 7T43942 | 565835 |  | Feb 5 2015 10:15AM
Hillsboro | Hillsboro -> Data Hall -> POD1 -> BE1000 - Internal -> BE:1001 | BE:1001 | RU#25 | or1dra029 | VPT | Dell Computer | PowerEdge R-Series | PowerEdge R730 - 2.5 Inch Drive Bays | DELM602 | 7T42942 | 565834 |  | Feb 5 2015 10:14AM
Hillsboro | Hillsboro -> Data Hall -> POD1 -> BE1000 - Internal -> BE:1001 | BE:1001 | RU#23 | or1dra028 | VPT | Dell Computer | PowerEdge R-Series | PowerEdge R730 - 2.5 Inch Drive Bays | DELM602 | 7T53942 | 565833 |  | Feb 5 2015 10:14AM
Hillsboro | Hillsboro -> Data Hall -> POD1 -> BE1000 - Internal -> BE:1001 | BE:1001 | RU#21 | or1dra027 | VPT | Dell Computer | PowerEdge R-Series | PowerEdge R730 - 2.5 Inch Drive Bays | DELM602 | 7T52942 | 565832 |  | Feb 5 2015 10:13AM
Hillsboro | Hillsboro -> Data Hall -> POD1 -> BE1000 - Internal -> BE:1001 | BE:1001 | RU#19 | or1dra026 | VPT | Dell Computer | PowerEdge R-Series | PowerEdge R730 - 2.5 Inch Drive Bays | DELM602 | 7T46942 | 565831 |  | Feb 5 2015 10:13AM
Hillsboro | Hillsboro -> Data Hall -> POD1 -> BE1000 - Internal -> BE:1001 | BE:1001 | RU#17 | or1dra025 | VPT | Dell Computer | PowerEdge R-Series | PowerEdge R730 - 2.5 Inch Drive Bays | DELM602 | 7T54942 | 565830 |  | Feb 5 2015 10:12AM
Hillsboro | Hillsboro -> Data Hall -> POD1 -> BE1000 - Internal -> BE:1001 | BE:1001 | RU#15 | or1dra024 | VPT | Dell Computer | PowerEdge R-Series | PowerEdge R730 - 2.5 Inch Drive Bays | DELM602 | 7T45942 | 565829 |  | Feb 5 2015 10:12AM
Hillsboro | Hillsboro -> Data Hall -> POD1 -> BE1000 - Internal -> BE:1001 | BE:1001 | RU#13 | or1dra023 | VPT | Dell Computer | PowerEdge R-Series | PowerEdge R730 - 2.5 Inch Drive Bays | DELM602 | 7T51942 | 565828 |  | Feb 5 2015 10:11AM
Hillsboro | Hillsboro -> Data Hall -> POD1 -> BE1000 - Internal -> BE:1001 | BE:1001 | RU#11 | or1dra022 | VPT | Dell Computer | PowerEdge R-Series | PowerEdge R730 - 2.5 Inch Drive Bays | DELM602 | 7T47942 | 565827 |  | Feb 5 2015 10:10AM
Hillsboro | Hillsboro -> Data Hall -> POD1 -> BE1000 - Internal -> BE:1001 | BE:1001 | RU#09 | or1dra021 | VPT | Dell Computer | PowerEdge R-Series | PowerEdge R730 - 2.5 Inch Drive Bays | DELM602 | 7T44942 | 565826 |  | Feb 5 2015 10:10AM
Hillsboro | Hillsboro -> Data Hall -> POD1 -> BE1000 - Internal -> BE:1001 | BE:1001 | RU#07 | or1dra020 | VPT | Dell Computer | PowerEdge R-Series | PowerEdge R730 - 2.5 Inch Drive Bays | DELM602 | 7T71942 | 565825 |  | Feb 5 2015 10:09AM
Hillsboro | Hillsboro -> Data Hall -> POD1 -> BE1000 - Internal -> BE:1001 | BE:1001 | RU#05 | or1dra019 | VPT | Dell Computer | PowerEdge R-Series | PowerEdge R730 - 2.5 Inch Drive Bays | DELM602 | 7T83942 | 565824 |  | Feb 5 2015 10:09AM
Hillsboro | Hillsboro -> Data Hall -> POD1 -> BE1000 - Internal -> BE:1001 | BE:1001 | RU#03 | or1dra018 | VPT | Dell Computer | PowerEdge R-Series | PowerEdge R730 - 2.5 Inch Drive Bays | DELM602 | 7T82942 | 565823 |  | Feb 5 2015 10:08AM
Hillsboro | Hillsboro -> Data Hall -> POD1 -> BE1000 - Internal -> BE:1001 | BE:1001 | RU#01 | or1dra017 | VPT | Dell Computer | PowerEdge R-Series | PowerEdge R730 - 2.5 Inch Drive Bays | DELM602 | 7T74942 | 565822 |  | Feb 5 2015 10:07AM
Hillsboro | Hillsboro -> Data Hall -> POD1 -> BE1000 - Internal -> BE:1001 | BE:1001 | InOutPlug#2 | rpc361B | DATA CENTER OPERATIONS | Server Technology | Sentry | CW-48V5Z454-A1P | SERV735 |  |  |  | Jun 9 2015 4:15PM
Hillsboro | Hillsboro -> Data Hall -> POD1 -> BE1000 - Internal -> BE:1001 | BE:1001 | InOutPlug#1 | rpc361A | DATA CENTER OPERATIONS | Server Technology | Sentry | CW-48V5Z454-A1P | SERV735 |  |  |  | Jun 9 2015 4:15PM
Hillsboro | Hillsboro -> Data Hall -> POD1 -> BE1000 - Internal -> BE:1002 | BE:1002 | RU#58 | or1-intp1be1002ts01 | NETWORK SERVICES | Cisco Systems | Nexus 9000 Series | N9K-C9372PX | CSSY717 | SAL18391J1N | 565627 |  | Jun 23 2015 5:46PM
Hillsboro | Hillsboro -> Data Hall -> POD1 -> BE1000 - Internal -> BE:1002 | BE:1002 | RU#56 | or1-intp1be1002gs01 | NETWORK SERVICES | Cisco Systems | Catalyst 4900 | WS-C4948E-F | CSCY593 | CAT1832S2A8 | 565653 |  | Jun 23 2015 5:46PM
Hillsboro | Hillsboro -> Data Hall -> POD1 -> BE1000 - Internal -> BE:1002 | BE:1002 | RU#25 | or1dra115 |  | Dell Computer | PowerEdge R-Series | PowerEdge R730 - 3.5 Inch Drive Bays | DELM603 | JNRZGB2 | 561588 | 10.50.13.249 | Oct 5 2016 12:54PM
Hillsboro | Hillsboro -> Data Hall -> POD1 -> BE1000 - Internal -> BE:1002 | BE:1002 | RU#23 | or1hpc9 |  | Dell Computer | PowerEdge R-Series | PowerEdge R730 - 3.5 Inch Drive Bays | DELM603 |  | 561600 |  | Aug 1 2016 11:35AM
Hillsboro | Hillsboro -> Data Hall -> POD1 -> BE1000 - Internal -> BE:1002 | BE:1002 | RU#21 | or1hpc7 |  | Dell Computer | PowerEdge R-Series | PowerEdge R730 - 3.5 Inch Drive Bays | DELM603 |  | 561601 |  | Aug 1 2016 11:35AM
Hillsboro | Hillsboro -> Data Hall -> POD1 -> BE1000 - Internal -> BE:1002 | BE:1002 | RU#19 | or1hpc5 |  | Dell Computer | PowerEdge R-Series | PowerEdge R730 - 3.5 Inch Drive Bays | DELM603 |  | 561602 |  | Aug 1 2016 11:34AM
Hillsboro | Hillsboro -> Data Hall -> POD1 -> BE1000 - Internal -> BE:1002 | BE:1002 | RU#17 | or1hpc3 |  | Dell Computer | PowerEdge R-Series | PowerEdge R730 - 3.5 Inch Drive Bays | DELM603 |  | 561603 |  | Aug 1 2016 11:34AM
Hillsboro | Hillsboro -> Data Hall -> POD1 -> BE1000 - Internal -> BE:1002 | BE:1002 | RU#15 | or1hpc1 |  | Dell Computer | PowerEdge R-Series | PowerEdge R730 - 3.5 Inch Drive Bays | DELM603 |  | 561604 |  | Aug 1 2016 11:34AM
Hillsboro | Hillsboro -> Data Hall -> POD1 -> BE1000 - Internal -> BE:1002 | BE:1002 | RU#13 | or1dra112 |  | Dell Computer | PowerEdge R-Series | PowerEdge R730 - 3.5 Inch Drive Bays | DELM603 | GFDSHB2 | 579604 |  | Aug 23 2016 2:14PM
Hillsboro | Hillsboro -> Data Hall -> POD1 -> BE1000 - Internal -> BE:1002 | BE:1002 | RU#11 | or1dra110 |  | Dell Computer | PowerEdge R-Series | PowerEdge R730 - 3.5 Inch Drive Bays | DELM603 | GFCRHB2 | 579603 |  | Aug 23 2016 2:14PM
Hillsboro | Hillsboro -> Data Hall -> POD1 -> BE1000 - Internal -> BE:1002 | BE:1002 | RU#09 | or1dra108 |  | Dell Computer | PowerEdge R-Series | PowerEdge R730 - 3.5 Inch Drive Bays | DELM603 | GFDRHB2 | 579602 |  | Aug 23 2016 2:14PM
Hillsboro | Hillsboro -> Data Hall -> POD1 -> BE1000 - Internal -> BE:1002 | BE:1002 | RU#07 | or1dra106 |  | Dell Computer | PowerEdge R-Series | PowerEdge R730 - 3.5 Inch Drive Bays | DELM603 | GFCTHB2 | 579601 |  | Aug 23 2016 2:14PM
Hillsboro | Hillsboro -> Data Hall -> POD1 -> BE1000 - Internal -> BE:1002 | BE:1002 | RU#05 | or1dra104 |  | Dell Computer | PowerEdge R-Series | PowerEdge R730 - 3.5 Inch Drive Bays | DELM603 | CD2GGB2 | 579598 |  | Aug 23 2016 2:14PM
Hillsboro | Hillsboro -> Data Hall -> POD1 -> BE1000 - Internal -> BE:1002 | BE:1002 | RU#03 | or1dra102 |  | Dell Computer | PowerEdge R-Series | PowerEdge R730 - 3.5 Inch Drive Bays | DELM603 | CD2HGB2 | 579599 |  | Aug 23 2016 2:14PM
Hillsboro | Hillsboro -> Data Hall -> POD1 -> BE1000 - Internal -> BE:1002 | BE:1002 | RU#01 | or1dra100 |  | Dell Computer | PowerEdge R-Series | PowerEdge R730 - 3.5 Inch Drive Bays | DELM603 | CD2FGB2 | 579600 |  | Aug 23 2016 2:14PM
Hillsboro | Hillsboro -> Data Hall -> POD1 -> BE1000 - Internal -> BE:1002 | BE:1002 | InOutPlug#2 | rpc362B | DATA CENTER OPERATIONS | Server Technology | Sentry | CW-48V5Z454-A1P | SERV735 |  |  |  | Jun 9 2015 4:15PM
Hillsboro | Hillsboro -> Data Hall -> POD1 -> BE1000 - Internal -> BE:1002 | BE:1002 | InOutPlug#1 | rpc362A | DATA CENTER OPERATIONS | Server Technology | Sentry | CW-48V5Z454-A1P | SERV735 |  |  |  | Jun 9 2015 4:15PM
Hillsboro | Hillsboro -> Data Hall -> POD1 -> BE1000 - Internal -> BE:1003 - Openstack | BE:1003 - Openstack | RU#58 | or1-intp1be1003ts01 | NETWORK SERVICES | Cisco Systems | Nexus 9000 Series | N9K-C9372PX | CSSY717 | SAL18391J1R | 565622 |  | Jun 23 2015 5:46PM
Hillsboro | Hillsboro -> Data Hall -> POD1 -> BE1000 - Internal -> BE:1003 - Openstack | BE:1003 - Openstack | RU#56 | or1-intp1be1003gs01 | NETWORK SERVICES | Cisco Systems | Catalyst 4900 | WS-C4948E-F | CSCY593 | CAT1832S26U | 565649 |  | Jun 23 2015 5:46PM
Hillsboro | Hillsboro -> Data Hall -> POD1 -> BE1000 - Internal -> BE:1003 - Openstack | BE:1003 - Openstack | RU#36 | or1dra951 |  | Dell Computer | PowerEdge R-Series | PowerEdge R730 - 3.5 Inch Drive Bays | DELM603 | 4NV9GB2 | 579582 | 10.50.20.145 | Oct 25 2016 12:46PM
Hillsboro | Hillsboro -> Data Hall -> POD1 -> BE1000 - Internal -> BE:1003 - Openstack | BE:1003 - Openstack | RU#34 | or1dra950 |  | Dell Computer | PowerEdge R-Series | PowerEdge R730 - 3.5 Inch Drive Bays | DELM603 | 4NV7GB2 | 579584 | 10.50.20.144 | Oct 25 2016 12:46PM
Hillsboro | Hillsboro -> Data Hall -> POD1 -> BE1000 - Internal -> BE:1003 - Openstack | BE:1003 - Openstack | RU#32 | or1dra900 |  | Dell Computer | PowerEdge R-Series | PowerEdge R730 - 3.5 Inch Drive Bays | DELM603 | 4NV8GB2 | 579585 | 10.50.20.140 | Oct 25 2016 12:46PM
Hillsboro | Hillsboro -> Data Hall -> POD1 -> BE1000 - Internal -> BE:1003 - Openstack | BE:1003 - Openstack | RU#30 | or1dra221 |  | Dell Computer | PowerEdge R-Series | PowerEdge R730 - 3.5 Inch Drive Bays | DELM603 |  | 562006 |  | Apr 25 2016 11:28AM
Hillsboro | Hillsboro -> Data Hall -> POD1 -> BE1000 - Internal -> BE:1003 - Openstack | BE:1003 - Openstack | RU#28 | or1dra217 |  | Dell Computer | PowerEdge R-Series | PowerEdge R730 - 3.5 Inch Drive Bays | DELM603 |  | 562008 |  | Apr 25 2016 11:27AM
Hillsboro | Hillsboro -> Data Hall -> POD1 -> BE1000 - Internal -> BE:1003 - Openstack | BE:1003 - Openstack | RU#26 | or1dra213 |  | Dell Computer | PowerEdge R-Series | PowerEdge R730 - 3.5 Inch Drive Bays | DELM603 |  | 562009 |  | Apr 25 2016 11:27AM
Hillsboro | Hillsboro -> Data Hall -> POD1 -> BE1000 - Internal -> BE:1003 - Openstack | BE:1003 - Openstack | RU#24 | or1dra317 |  | Dell Computer | PowerEdge R-Series | PowerEdge R730 - 3.5 Inch Drive Bays | DELM603 |  | 562023 |  | Apr 25 2016 11:27AM
Hillsboro | Hillsboro -> Data Hall -> POD1 -> BE1000 - Internal -> BE:1003 - Openstack | BE:1003 - Openstack | RU#22 | or1dra209 |  | Dell Computer | PowerEdge R-Series | PowerEdge R730 - 3.5 Inch Drive Bays | DELM603 |  | 562013 |  | Apr 25 2016 11:27AM
Hillsboro | Hillsboro -> Data Hall -> POD1 -> BE1000 - Internal -> BE:1003 - Openstack | BE:1003 - Openstack | RU#20 | or1dra322 |  | Dell Computer | PowerEdge R-Series | PowerEdge R730 - 3.5 Inch Drive Bays | DELM603 |  | 562024 |  | Apr 25 2016 11:27AM
Hillsboro | Hillsboro -> Data Hall -> POD1 -> BE1000 - Internal -> BE:1003 - Openstack | BE:1003 - Openstack | RU#18 | or1dra500 |  | Dell Computer | PowerEdge R-Series | PowerEdge R730 - 3.5 Inch Drive Bays | DELM603 |  | 562025 |  | Apr 25 2016 11:27AM
Hillsboro | Hillsboro -> Data Hall -> POD1 -> BE1000 - Internal -> BE:1003 - Openstack | BE:1003 - Openstack | RU#16 | or1dra409 | VPT | Dell Computer | PowerEdge R-Series | PowerEdge R730 - 2.5 Inch Drive Bays | DELM602 |  | 570337 |  | Jan 20 2016 3:51PM
Hillsboro | Hillsboro -> Data Hall -> POD1 -> BE1000 - Internal -> BE:1003 - Openstack | BE:1003 - Openstack | RU#14 | or1dra405 | VPT | Dell Computer | PowerEdge R-Series | PowerEdge R730 - 2.5 Inch Drive Bays | DELM602 |  | 561610 |  | Jan 20 2016 3:51PM
Hillsboro | Hillsboro -> Data Hall -> POD1 -> BE1000 - Internal -> BE:1003 - Openstack | BE:1003 - Openstack | RU#12 | or1dra401 | VPT | Dell Computer | PowerEdge R-Series | PowerEdge R730 - 2.5 Inch Drive Bays | DELM602 |  | 561611 |  | Jan 20 2016 3:50PM
Hillsboro | Hillsboro -> Data Hall -> POD1 -> BE1000 - Internal -> BE:1003 - Openstack | BE:1003 - Openstack | RU#10 | or1dra314 | VPT | Dell Computer | PowerEdge R-Series | PowerEdge R730 - 2.5 Inch Drive Bays | DELM602 |  | 561612 |  | Jan 20 2016 3:50PM
Hillsboro | Hillsboro -> Data Hall -> POD1 -> BE1000 - Internal -> BE:1003 - Openstack | BE:1003 - Openstack | RU#08 | or1dra310 | VPT | Dell Computer | PowerEdge R-Series | PowerEdge R730 - 2.5 Inch Drive Bays | DELM602 |  | 561613 |  | Jan 20 2016 3:50PM
Hillsboro | Hillsboro -> Data Hall -> POD1 -> BE1000 - Internal -> BE:1003 - Openstack | BE:1003 - Openstack | RU#06 | or1dra208 | VPT | Dell Computer | PowerEdge R-Series | PowerEdge R730 - 2.5 Inch Drive Bays | DELM602 |  | 561614 |  | Jan 20 2016 3:50PM
Hillsboro | Hillsboro -> Data Hall -> POD1 -> BE1000 - Internal -> BE:1003 - Openstack | BE:1003 - Openstack | RU#04 | or1dra204 | VPT | Dell Computer | PowerEdge R-Series | PowerEdge R730 - 2.5 Inch Drive Bays | DELM602 |  | 561615 |  | Jan 20 2016 3:50PM
Hillsboro | Hillsboro -> Data Hall -> POD1 -> BE1000 - Internal -> BE:1003 - Openstack | BE:1003 - Openstack | RU#02 | or1dra200 | VPT | Dell Computer | PowerEdge R-Series | PowerEdge R730 - 2.5 Inch Drive Bays | DELM602 |  | 566160 |  | Jan 20 2016 3:50PM
Hillsboro | Hillsboro -> Data Hall -> POD1 -> BE1000 - Internal -> BE:1003 - Openstack | BE:1003 - Openstack | InOutPlug#2 | rpc363B | DATA CENTER OPERATIONS | Server Technology | Sentry | CW-48V5Z454-A1P | SERV735 |  |  |  | Jun 9 2015 4:16PM
Hillsboro | Hillsboro -> Data Hall -> POD1 -> BE1000 - Internal -> BE:1003 - Openstack | BE:1003 - Openstack | InOutPlug#1 | rpc363A | DATA CENTER OPERATIONS | Server Technology | Sentry | CW-48V5Z454-A1P | SERV735 |  |  |  | Jun 9 2015 4:15PM
Hillsboro | Hillsboro -> Data Hall -> POD1 -> BE1000 - Internal -> BE:1004 - Openstack | BE:1004 - Openstack | RU#59 | or1bf1002 |  | Brocade Communications Systems | Switches | 6520 | BROC607 |  | 568599 |  | May 18 2016 4:00PM
Hillsboro | Hillsboro -> Data Hall -> POD1 -> BE1000 - Internal -> BE:1004 - Openstack | BE:1004 - Openstack | RU#57 | or1-intp1be1004ts01 | NETWORK SERVICES | Cisco Systems | Nexus 9000 Series | N9K-C9372PX | CSSY717 | SAL18391J2G | 565621 |  | Jun 23 2015 5:47PM
Hillsboro | Hillsboro -> Data Hall -> POD1 -> BE1000 - Internal -> BE:1004 - Openstack | BE:1004 - Openstack | RU#55 | or1-intp1be1004gs01 | NETWORK SERVICES | Cisco Systems | Catalyst 4900 | WS-C4948E-F | CSCY593 | CAT1832S2CE | 565661 |  | Jun 23 2015 5:47PM
Hillsboro | Hillsboro -> Data Hall -> POD1 -> BE1000 - Internal -> BE:1004 - Openstack | BE:1004 - Openstack | RU#34 | or1dra916 |  | Dell Computer | PowerEdge R-Series | PowerEdge R730 - 3.5 Inch Drive Bays | DELM603 | FD5KGB2 | 579589 | 10.50.20.152 | Oct 25 2016 12:46PM
Hillsboro | Hillsboro -> Data Hall -> POD1 -> BE1000 - Internal -> BE:1004 - Openstack | BE:1004 - Openstack | RU#32 | or1dra914 |  | Dell Computer | PowerEdge R-Series | PowerEdge R730 - 3.5 Inch Drive Bays | DELM603 | FD5HGB2 | 579588 | 10.50.20.1450 | Oct 25 2016 12:46PM
Hillsboro | Hillsboro -> Data Hall -> POD1 -> BE1000 - Internal -> BE:1004 - Openstack | BE:1004 - Openstack | RU#30 | or1dra913 |  | Dell Computer | PowerEdge R-Series | PowerEdge R730 - 3.5 Inch Drive Bays | DELM603 | 8F55GB2 | 579587 | 10.50.20.149 | Oct 25 2016 12:46PM
Hillsboro | Hillsboro -> Data Hall -> POD1 -> BE1000 - Internal -> BE:1004 - Openstack | BE:1004 - Openstack | RU#28 | or1dra902 |  | Dell Computer | PowerEdge R-Series | PowerEdge R730 - 3.5 Inch Drive Bays | DELM603 | 5V4CGB2 | 579586 | 10.50.20.142 | Oct 25 2016 12:46PM
Hillsboro | Hillsboro -> Data Hall -> POD1 -> BE1000 - Internal -> BE:1004 - Openstack | BE:1004 - Openstack | RU#26 | or1dra218 |  | Dell Computer | PowerEdge R-Series | PowerEdge R730 - 3.5 Inch Drive Bays | DELM603 |  | 562007 |  | Apr 25 2016 11:28AM
Hillsboro | Hillsboro -> Data Hall -> POD1 -> BE1000 - Internal -> BE:1004 - Openstack | BE:1004 - Openstack | RU#24 | or1dra214 |  | Dell Computer | PowerEdge R-Series | PowerEdge R730 - 3.5 Inch Drive Bays | DELM603 |  | 562010 |  | Apr 25 2016 11:28AM
Hillsboro | Hillsboro -> Data Hall -> POD1 -> BE1000 - Internal -> BE:1004 - Openstack | BE:1004 - Openstack | RU#22 | or1dra210 |  | Dell Computer | PowerEdge R-Series | PowerEdge R730 - 3.5 Inch Drive Bays | DELM603 |  | 562012 |  | Apr 25 2016 11:28AM
Hillsboro | Hillsboro -> Data Hall -> POD1 -> BE1000 - Internal -> BE:1004 - Openstack | BE:1004 - Openstack | RU#20 | or1dra318 |  | Dell Computer | PowerEdge R-Series | PowerEdge R730 - 3.5 Inch Drive Bays | DELM603 |  | 562017 |  | Apr 25 2016 11:28AM
Hillsboro | Hillsboro -> Data Hall -> POD1 -> BE1000 - Internal -> BE:1004 - Openstack | BE:1004 - Openstack | RU#18 | or1dra323 |  | Dell Computer | PowerEdge R-Series | PowerEdge R730 - 3.5 Inch Drive Bays | DELM603 |  | 562018 |  | Apr 25 2016 11:28AM
Hillsboro | Hillsboro -> Data Hall -> POD1 -> BE1000 - Internal -> BE:1004 - Openstack | BE:1004 - Openstack | RU#16 | or1dra501 |  | Dell Computer | PowerEdge R-Series | PowerEdge R730 - 3.5 Inch Drive Bays | DELM603 |  | 562019 |  | Apr 25 2016 11:28AM
Hillsboro | Hillsboro -> Data Hall -> POD1 -> BE1000 - Internal -> BE:1004 - Openstack | BE:1004 - Openstack | RU#14 | or1dra406 | VPT | Dell Computer | PowerEdge R-Series | PowerEdge R730 - 2.5 Inch Drive Bays | DELM602 |  | 570330 |  | Jan 20 2016 3:52PM
Hillsboro | Hillsboro -> Data Hall -> POD1 -> BE1000 - Internal -> BE:1004 - Openstack | BE:1004 - Openstack | RU#12 | or1dra402 | VPT | Dell Computer | PowerEdge R-Series | PowerEdge R730 - 2.5 Inch Drive Bays | DELM602 |  | 570339 |  | Jan 20 2016 3:52PM
Hillsboro | Hillsboro -> Data Hall -> POD1 -> BE1000 - Internal -> BE:1004 - Openstack | BE:1004 - Openstack | RU#10 | or1dra315 | VPT | Dell Computer | PowerEdge R-Series | PowerEdge R730 - 2.5 Inch Drive Bays | DELM602 |  | 561617 |  | Jan 20 2016 3:52PM
Hillsboro | Hillsboro -> Data Hall -> POD1 -> BE1000 - Internal -> BE:1004 - Openstack | BE:1004 - Openstack | RU#08 | or1dra311 | VPT | Dell Computer | PowerEdge R-Series | PowerEdge R730 - 2.5 Inch Drive Bays | DELM602 |  | 561618 |  | Jan 20 2016 3:51PM
Hillsboro | Hillsboro -> Data Hall -> POD1 -> BE1000 - Internal -> BE:1004 - Openstack | BE:1004 - Openstack | RU#06 | or1dra300 | VPT | Dell Computer | PowerEdge R-Series | PowerEdge R730 - 2.5 Inch Drive Bays | DELM602 |  | 561619 |  | Jan 20 2016 3:51PM
Hillsboro | Hillsboro -> Data Hall -> POD1 -> BE1000 - Internal -> BE:1004 - Openstack | BE:1004 - Openstack | RU#04 | or1dra205 | VPT | Dell Computer | PowerEdge R-Series | PowerEdge R730 - 2.5 Inch Drive Bays | DELM602 |  | 570338 |  | Jan 20 2016 3:51PM
Hillsboro | Hillsboro -> Data Hall -> POD1 -> BE1000 - Internal -> BE:1004 - Openstack | BE:1004 - Openstack | RU#02 | or1dra201 | VPT | Dell Computer | PowerEdge R-Series | PowerEdge R730 - 2.5 Inch Drive Bays | DELM602 |  | 566159 |  | Jan 20 2016 3:51PM
Hillsboro | Hillsboro -> Data Hall -> POD1 -> BE1000 - Internal -> BE:1004 - Openstack | BE:1004 - Openstack | InOutPlug#2 | rpc364B | DATA CENTER OPERATIONS | Server Technology | Sentry | CW-48V5Z454-A1P | SERV735 |  |  |  | Jun 9 2015 1:03PM
Hillsboro | Hillsboro -> Data Hall -> POD1 -> BE1000 - Internal -> BE:1004 - Openstack | BE:1004 - Openstack | InOutPlug#1 | rpc364A | DATA CENTER OPERATIONS | Server Technology | Sentry | CW-48V5Z454-A1P | SERV735 |  |  |  | Jun 9 2015 1:03PM
Hillsboro | Hillsboro -> Data Hall -> POD1 -> BE1000 - Internal -> BE:1005 | BE:1005 | RU#59 | or1-intp1be1005ts01 | NETWORK SERVICES | Cisco Systems | Nexus 9000 Series | N9K-C9372PX | CSSY717 | SAL18380V3D | 565620 |  | Jun 23 2015 5:47PM
Hillsboro | Hillsboro -> Data Hall -> POD1 -> BE1000 - Internal -> BE:1005 | BE:1005 | RU#57 | or1-intp1be1005gs01 | NETWORK SERVICES | Cisco Systems | Catalyst 4900 | WS-C4948E-F | CSCY593 |  | 565657 |  | Jun 23 2015 5:47PM
Hillsboro | Hillsboro -> Data Hall -> POD1 -> BE1000 - Internal -> BE:1005 | BE:1005 | RU#56 | OR1_BE1005_CON01 | DATA CENTER OPERATIONS | Raritan Computer | Dominion SX | DSXA-48-AC | RCI175 | WAI4B00057 | 565701 |  | Jun 23 2015 6:08PM
Hillsboro | Hillsboro -> Data Hall -> POD1 -> BE1000 - Internal -> BE:1005 | BE:1005 | RU#51 | or1dra049 | DaaS | Dell Computer | PowerEdge R-Series | PowerEdge R730 - 3.5 Inch Drive Bays | DELM603 | 12PWB42 | 568912 |  | Jun 1 2015 6:04PM
Hillsboro | Hillsboro -> Data Hall -> POD1 -> BE1000 - Internal -> BE:1005 | BE:1005 | RU#49 | or1dra051 | DaaS | Dell Computer | PowerEdge R-Series | PowerEdge R730 - 3.5 Inch Drive Bays | DELM603 | 12QSB42 | 568914 |  | Jun 1 2015 6:03PM
Hillsboro | Hillsboro -> Data Hall -> POD1 -> BE1000 - Internal -> BE:1005 | BE:1005 | RU#47 | or1dra053 | DaaS | Dell Computer | PowerEdge R-Series | PowerEdge R730 - 3.5 Inch Drive Bays | DELM603 | 12QQB42 | 568916 |  | Jun 1 2015 6:01PM
Hillsboro | Hillsboro -> Data Hall -> POD1 -> BE1000 - Internal -> BE:1005 | BE:1005 | RU#45 | or1dra055 | DaaS | Dell Computer | PowerEdge R-Series | PowerEdge R730 - 3.5 Inch Drive Bays | DELM603 | 12QTB42 | 568918 |  | Jun 1 2015 5:59PM
Hillsboro | Hillsboro -> Data Hall -> POD1 -> BE1000 - Internal -> BE:1005 | BE:1005 | RU#43 | or1dra057 | BACKUP SERVICES | Dell Computer | PowerEdge R-Series | PowerEdge R730xd - 3.5 Inch Drive Bays | DELM607 | 8PVSB42 | 568809 |  | Jun 1 2015 5:39PM
Hillsboro | Hillsboro -> Data Hall -> POD1 -> BE1000 - Internal -> BE:1005 | BE:1005 | RU#41 | or1dra059 | BACKUP SERVICES | Dell Computer | PowerEdge R-Series | PowerEdge R730xd - 3.5 Inch Drive Bays | DELM607 | 8PVPB42 | 568811 |  | Jun 1 2015 5:37PM
Hillsboro | Hillsboro -> Data Hall -> POD1 -> BE1000 - Internal -> BE:1005 | BE:1005 | RU#39 | or1dra063 | BACKUP SERVICES | Dell Computer | PowerEdge R-Series | PowerEdge R730 - 3.5 Inch Drive Bays | DELM603 | 12PSB42 | 568807 |  | Jun 3 2015 12:39PM
Hillsboro | Hillsboro -> Data Hall -> POD1 -> BE1000 - Internal -> BE:1005 | BE:1005 | RU#37 | or1dra065 |  | Dell Computer | PowerEdge R-Series | PowerEdge R730xd - 3.5 Inch Drive Bays | DELM607 | DYG6S52 | 569815 |  | Feb 18 2016 11:17AM
Hillsboro | Hillsboro -> Data Hall -> POD1 -> BE1000 - Internal -> BE:1005 | BE:1005 | RU#35 | or1glodc01 |  | Dell Computer | PowerEdge R-Series | PowerEdge R730 - 3.5 Inch Drive Bays | DELM603 | 7VBRC42 | 566311 |  | Feb 18 2016 11:17AM
Hillsboro | Hillsboro -> Data Hall -> POD1 -> BE1000 - Internal -> BE:1005 | BE:1005 | RU#33 | or1adodc01 |  | Dell Computer | PowerEdge R-Series | PowerEdge R730 - 3.5 Inch Drive Bays | DELM603 | 7V9VC42 | 566312 |  | Feb 18 2016 11:17AM
Hillsboro | Hillsboro -> Data Hall -> POD1 -> BE1000 - Internal -> BE:1005 | BE:1005 | RU#31 | or1dra067 |  | Dell Computer | PowerEdge R-Series | PowerEdge R730 - 3.5 Inch Drive Bays | DELM603 | 9RFLW52 | 566314 |  | Feb 18 2016 11:17AM
Hillsboro | Hillsboro -> Data Hall -> POD1 -> BE1000 - Internal -> BE:1005 | BE:1005 | RU#29 | or1dra450 |  | Dell Computer | PowerEdge R-Series | PowerEdge R730 - 3.5 Inch Drive Bays | DELM603 |  | 581709 |  | Mar 23 2016 3:07PM
Hillsboro | Hillsboro -> Data Hall -> POD1 -> BE1000 - Internal -> BE:1005 | BE:1005 | RU#27 | or1dra452 |  | Dell Computer | PowerEdge R-Series | PowerEdge R730 - 3.5 Inch Drive Bays | DELM603 |  | 581708 |  | Mar 23 2016 3:08PM
Hillsboro | Hillsboro -> Data Hall -> POD1 -> BE1000 - Internal -> BE:1005 | BE:1005 | RU#25 | or1dra454 |  | Dell Computer | PowerEdge R-Series | PowerEdge R730 - 3.5 Inch Drive Bays | DELM603 |  | 581707 |  | Mar 23 2016 3:08PM
Hillsboro | Hillsboro -> Data Hall -> POD1 -> BE1000 - Internal -> BE:1005 | BE:1005 | RU#23 | or1dra456 |  | Dell Computer | PowerEdge R-Series | PowerEdge R730 - 3.5 Inch Drive Bays | DELM603 |  | 581706 |  | Mar 23 2016 3:08PM
Hillsboro | Hillsboro -> Data Hall -> POD1 -> BE1000 - Internal -> BE:1005 | BE:1005 | RU#21 | or1dra458 |  | Dell Computer | PowerEdge R-Series | PowerEdge R730 - 3.5 Inch Drive Bays | DELM603 |  | 581705 |  | Mar 23 2016 3:08PM
Hillsboro | Hillsboro -> Data Hall -> POD1 -> BE1000 - Internal -> BE:1005 | BE:1005 | RU#19 | or1dra460 |  | Dell Computer | PowerEdge R-Series | PowerEdge R730 - 3.5 Inch Drive Bays | DELM603 |  | 581704 |  | Mar 23 2016 3:09PM
Hillsboro | Hillsboro -> Data Hall -> POD1 -> BE1000 - Internal -> BE:1005 | BE:1005 | RU#01 | or1hca001 | VPT | Hewlett-Packard | C-Class | C7000 (16 Half-Height Singles) | HEPR378 | USE509LD24 | 568656 |  | Jun 2 2015 12:31PM
Hillsboro | Hillsboro -> Data Hall -> POD1 -> BE1000 - Internal -> BE:1005 | BE:1005 | InOutPlug#2 | rpc365B | DATA CENTER OPERATIONS | Server Technology | Sentry | CW-48V5Z454-A1P | SERV735 |  |  |  | Jun 9 2015 4:16PM
Hillsboro | Hillsboro -> Data Hall -> POD1 -> BE1000 - Internal -> BE:1005 | BE:1005 | InOutPlug#1 | rpc365A | DATA CENTER OPERATIONS | Server Technology | Sentry | CW-48V5Z454-A1P | SERV735 |  |  |  | Jun 9 2015 4:16PM
Hillsboro | Hillsboro -> Data Hall -> POD1 -> BE1000 - Internal -> BE:1006 | BE:1006 | RU#59 | idf 2u fiber patch |  | Ortronics | Fiber Rackmount Cabinets | OR-FC02U-M | ORTI271 |  |  |  | May 18 2016 4:00PM
Hillsboro | Hillsboro -> Data Hall -> POD1 -> BE1000 - Internal -> BE:1006 | BE:1006 | RU#58 | or1-intp1be1006ts01 | NETWORK SERVICES | Cisco Systems | Nexus 9000 Series | N9K-C9372PX | CSSY717 | SAL18380V2Y | 565619 |  | Jun 23 2015 5:47PM
Hillsboro | Hillsboro -> Data Hall -> POD1 -> BE1000 - Internal -> BE:1006 | BE:1006 | RU#56 | or1-intp1be1006gs01 | NETWORK SERVICES | Cisco Systems | Catalyst 4900 | WS-C4948E-F | CSCY593 |  | 565664 |  | Jun 23 2015 5:47PM
Hillsboro | Hillsboro -> Data Hall -> POD1 -> BE1000 - Internal -> BE:1006 | BE:1006 | RU#53 | idf 2u fiber patch |  | Ortronics | Fiber Rackmount Cabinets | OR-FC02U-M | ORTI271 |  |  |  | May 18 2016 4:00PM
Hillsboro | Hillsboro -> Data Hall -> POD1 -> BE1000 - Internal -> BE:1006 | BE:1006 | RU#49 | or1dra467 |  | Dell Computer | PowerEdge R-Series | PowerEdge R730 - 3.5 Inch Drive Bays | DELM603 | 7VDPC42 | 562036 | 10.50.13.229 | Aug 1 2016 3:47PM
Hillsboro | Hillsboro -> Data Hall -> POD1 -> BE1000 - Internal -> BE:1006 | BE:1006 | RU#25 | or1dra469 |  | Dell Computer | PowerEdge R-Series | PowerEdge R730 - 3.5 Inch Drive Bays | DELM603 | 1KTVJB2 | 561594 | 10.50.13.228 | Aug 19 2016 1:44PM
Hillsboro | Hillsboro -> Data Hall -> POD1 -> BE1000 - Internal -> BE:1006 | BE:1006 | RU#23 | OR1DRA113 |  | Dell Computer | PowerEdge R-Series | PowerEdge R730 - 3.5 Inch Drive Bays | DELM603 | JNS2HB2 | 561586 | 10.50.13.242 | Aug 19 2016 1:59PM
Hillsboro | Hillsboro -> Data Hall -> POD1 -> BE1000 - Internal -> BE:1006 | BE:1006 | RU#21 | or1dra097 |  | Dell Computer | PowerEdge R-Series | PowerEdge R730 - 3.5 Inch Drive Bays | DELM603 | 4X1QFB2 | 578381 |  | May 3 2016 12:55PM
Hillsboro | Hillsboro -> Data Hall -> POD1 -> BE1000 - Internal -> BE:1006 | BE:1006 | RU#19 | or1dra095 |  | Dell Computer | PowerEdge R-Series | PowerEdge R730 - 3.5 Inch Drive Bays | DELM603 | 4X0TFB2 | 578380 |  | May 3 2016 12:55PM
Hillsboro | Hillsboro -> Data Hall -> POD1 -> BE1000 - Internal -> BE:1006 | BE:1006 | RU#17 | or1dra093 |  | Dell Computer | PowerEdge R-Series | PowerEdge R730 - 3.5 Inch Drive Bays | DELM603 | 4X1NFB2 | 578379 |  | May 3 2016 12:55PM
Hillsboro | Hillsboro -> Data Hall -> POD1 -> BE1000 - Internal -> BE:1006 | BE:1006 | RU#15 | or1dra091 |  | Dell Computer | PowerEdge R-Series | PowerEdge R730 - 3.5 Inch Drive Bays | DELM603 |  | 578378 |  | May 3 2016 12:55PM
Hillsboro | Hillsboro -> Data Hall -> POD1 -> BE1000 - Internal -> BE:1006 | BE:1006 | RU#13 | or1dra089 |  | Dell Computer | PowerEdge R-Series | PowerEdge R730 - 3.5 Inch Drive Bays | DELM603 | 2YZD482 | 578187 |  | Apr 18 2016 1:11PM
Hillsboro | Hillsboro -> Data Hall -> POD1 -> BE1000 - Internal -> BE:1006 | BE:1006 | RU#11 | or1dra087 |  | Dell Computer | PowerEdge R-Series | PowerEdge R730 - 3.5 Inch Drive Bays | DELM603 |  | 562040 |  | Mar 21 2016 3:18PM
Hillsboro | Hillsboro -> Data Hall -> POD1 -> BE1000 - Internal -> BE:1006 | BE:1006 | RU#09 | or1dra085 |  | Dell Computer | PowerEdge R-Series | PowerEdge R730 - 3.5 Inch Drive Bays | DELM603 |  | 562039 |  | Mar 21 2016 3:17PM
Hillsboro | Hillsboro -> Data Hall -> POD1 -> BE1000 - Internal -> BE:1006 | BE:1006 | RU#07 | or1dra083 |  | Dell Computer | PowerEdge R-Series | PowerEdge R730 - 3.5 Inch Drive Bays | DELM603 |  | 562038 |  | Mar 21 2016 3:17PM
Hillsboro | Hillsboro -> Data Hall -> POD1 -> BE1000 - Internal -> BE:1006 | BE:1006 | RU#05 | or1dra081 |  | Dell Computer | PowerEdge R-Series | PowerEdge R730 - 3.5 Inch Drive Bays | DELM603 |  | 562043 |  | Mar 21 2016 3:17PM
Hillsboro | Hillsboro -> Data Hall -> POD1 -> BE1000 - Internal -> BE:1006 | BE:1006 | RU#03 | or1dra079 |  | Dell Computer | PowerEdge R-Series | PowerEdge R730 - 3.5 Inch Drive Bays | DELM603 |  | 562042 |  | Mar 21 2016 3:16PM
Hillsboro | Hillsboro -> Data Hall -> POD1 -> BE1000 - Internal -> BE:1006 | BE:1006 | RU#01 | or1dra077 |  | Dell Computer | PowerEdge R-Series | PowerEdge R730 - 3.5 Inch Drive Bays | DELM603 |  | 562041 |  | Mar 21 2016 3:16PM
Hillsboro | Hillsboro -> Data Hall -> POD1 -> BE1000 - Internal -> BE:1006 | BE:1006 | InOutPlug#2 | rpc366B | DATA CENTER OPERATIONS | Server Technology | Sentry | CW-48V5Z454-A1P | SERV735 |  |  |  | Jun 9 2015 1:03PM
Hillsboro | Hillsboro -> Data Hall -> POD1 -> BE1000 - Internal -> BE:1006 | BE:1006 | InOutPlug#1 | rpc366A | DATA CENTER OPERATIONS | Server Technology | Sentry | CW-48V5Z454-A1P | SERV735 |  |  |  | Jun 9 2015 1:03PM
Hillsboro | Hillsboro -> Data Hall -> POD1 -> BE1000 - Internal -> BE:1007 | BE:1007 | RU#58 | or1-intp1be1007ts01 | NETWORK SERVICES | Cisco Systems | Nexus 9000 Series | N9K-C9372PX | CSSY717 | SAL18380V36 | 565618 |  | Jun 23 2015 5:47PM
Hillsboro | Hillsboro -> Data Hall -> POD1 -> BE1000 - Internal -> BE:1007 | BE:1007 | RU#56 | or1-intp1be1007gs01 | NETWORK SERVICES | Cisco Systems | Catalyst 4900 | WS-C4948E-F | CSCY593 | CAT1832S2GF | 565669 |  | Jun 23 2015 5:47PM
Hillsboro | Hillsboro -> Data Hall -> POD1 -> BE1000 - Internal -> BE:1007 | BE:1007 | InOutPlug#2 | rpc367B | DATA CENTER OPERATIONS | Server Technology | Sentry | CW-48V5Z454-A1P | SERV735 |  |  |  | Jun 9 2015 1:04PM
Hillsboro | Hillsboro -> Data Hall -> POD1 -> BE1000 - Internal -> BE:1007 | BE:1007 | InOutPlug#1 | rpc367A | DATA CENTER OPERATIONS | Server Technology | Sentry | CW-48V5Z454-A1P | SERV735 |  |  |  | Jun 9 2015 1:04PM
Hillsboro | Hillsboro -> Data Hall -> POD1 -> BE1000 - Internal -> BE:1008 | BE:1008 | RU#58 | or1-intp1be1008ts01 | NETWORK SERVICES | Cisco Systems | Nexus 9000 Series | N9K-C9372PX | CSSY717 | SAL18391J22 | 565617 |  | Jun 23 2015 5:47PM
Hillsboro | Hillsboro -> Data Hall -> POD1 -> BE1000 - Internal -> BE:1008 | BE:1008 | RU#56 | or1-intp1be1008gs01 | NETWORK SERVICES | Cisco Systems | Catalyst 4900 | WS-C4948E-F | CSCY593 |  | 565673 |  | Jun 23 2015 5:47PM
Hillsboro | Hillsboro -> Data Hall -> POD1 -> BE1000 - Internal -> BE:1008 | BE:1008 | InOutPlug#2 | rpc368A | DATA CENTER OPERATIONS | Server Technology | Sentry | CW-48V5Z454-A1P | SERV735 |  |  |  | Jun 9 2015 1:04PM
Hillsboro | Hillsboro -> Data Hall -> POD1 -> BE1000 - Internal -> BE:1008 | BE:1008 | InOutPlug#1 | rpc368A | DATA CENTER OPERATIONS | Server Technology | Sentry | CW-48V5Z454-A1P | SERV735 |  |  |  | Jun 9 2015 1:04PM
Hillsboro | Hillsboro -> Data Hall -> POD1 -> BE1000 - Internal -> BE:1009 - IBM | BE:1009 - IBM | RU#59 | or1bf2002 |  | Brocade Communications Systems | Switches | 6520 | BROC607 |  |  |  | May 18 2016 4:00PM
Hillsboro | Hillsboro -> Data Hall -> POD1 -> BE1000 - Internal -> BE:1009 - IBM | BE:1009 - IBM | RU#57 | or1-intp1be1009ts01 | NETWORK SERVICES | Cisco Systems | Nexus 9000 Series | N9K-C9372PX | CSSY717 | SAL18380V3V | 565616 |  | Jun 23 2015 5:47PM
Hillsboro | Hillsboro -> Data Hall -> POD1 -> BE1000 - Internal -> BE:1009 - IBM | BE:1009 - IBM | RU#55 | or1-intp1be1009gs01 | NETWORK SERVICES | Cisco Systems | Catalyst 4900 | WS-C4948E-F | CSCY593 |  | 565676 |  | Jun 23 2015 5:47PM
Hillsboro | Hillsboro -> Data Hall -> POD1 -> BE1000 - Internal -> BE:1009 - IBM | BE:1009 - IBM | RU#26 | or1iha001 |  | IBM | xSeries | x3550 M4 | IBMC749 | 1S7042CR82119A8D | 582194 |  | May 20 2016 4:48PM
Hillsboro | Hillsboro -> Data Hall -> POD1 -> BE1000 - Internal -> BE:1009 - IBM | BE:1009 - IBM | RU#24 | 11S00E4385YL10BG56506L |  | Generic Altima Technologies Rackmountable | IBM | fc 5887 | 0GRM166 |  |  |  | May 20 2016 4:19PM
Hillsboro | Hillsboro -> Data Hall -> POD1 -> BE1000 - Internal -> BE:1009 - IBM | BE:1009 - IBM | RU#22 | 11S00E4385YL10BG565004 |  | Generic Altima Technologies Rackmountable | IBM | fc 5887 | 0GRM166 |  | 582203 |  | May 20 2016 4:19PM
Hillsboro | Hillsboro -> Data Hall -> POD1 -> BE1000 - Internal -> BE:1009 - IBM | BE:1009 - IBM | RU#18 | or1ibp1va01 |  | ibm | FC EBA0 | 4U Server | 0GRM087 | SN00000FZH8551 |  |  | May 20 2016 4:19PM
Hillsboro | Hillsboro -> Data Hall -> POD1 -> BE1000 - Internal -> BE:1009 - IBM | BE:1009 - IBM | RU#14 | or1ibp1va02 |  | ibm | FC EBA0 | 4U Server | 0GRM087 | SN00000FZH8412 |  |  | May 20 2016 4:19PM
Hillsboro | Hillsboro -> Data Hall -> POD1 -> BE1000 - Internal -> BE:1009 - IBM | BE:1009 - IBM | RU#09 | SN00000CSS04YG |  | IBM | IBM power eb870 | 5U Server | 0GRM157 |  | 582215 |  | May 20 2016 4:19PM
Hillsboro | Hillsboro -> Data Hall -> POD1 -> BE1000 - Internal -> BE:1009 - IBM | BE:1009 - IBM | RU#07 | SN00000KIC1376 |  | IBM | General Rackmount Equipment | power e870 2 u server | 0GRM080 |  | 582211 |  | May 20 2016 4:19PM
Hillsboro | Hillsboro -> Data Hall -> POD1 -> BE1000 - Internal -> BE:1009 - IBM | BE:1009 - IBM | RU#02 | SN00000CSS04YA |  | IBM | IBM power eb870 | 5U Server | 0GRM157 |  | 582212 |  | May 20 2016 4:19PM
Hillsboro | Hillsboro -> Data Hall -> POD1 -> BE1000 - Internal -> BE:1009 - IBM | BE:1009 - IBM | InOutPlug#2 | rpc369B | DATA CENTER OPERATIONS | Server Technology | Sentry | CW-48V5Z454-A1P | SERV735 |  |  |  | Jun 9 2015 1:04PM
Hillsboro | Hillsboro -> Data Hall -> POD1 -> BE1000 - Internal -> BE:1009 - IBM | BE:1009 - IBM | InOutPlug#1 | rpc369A | DATA CENTER OPERATIONS | Server Technology | Sentry | CW-48V5Z454-A1P | SERV735 |  |  |  | Jun 9 2015 1:04PM
Hillsboro | Hillsboro -> Data Hall -> POD1 -> BE1000 - Internal -> BE:1010 - IBM | BE:1010 - IBM | RU#58 | or1-intp1be1010ts01 | NETWORK SERVICES | Cisco Systems | Nexus 9000 Series | N9K-C9372PX | CSSY717 | SAL18391J3M | 565615 |  | Jun 23 2015 5:47PM
Hillsboro | Hillsboro -> Data Hall -> POD1 -> BE1000 - Internal -> BE:1010 - IBM | BE:1010 - IBM | RU#56 | or1-intp1be1010gs01 | NETWORK SERVICES | Cisco Systems | Catalyst 4900 | WS-C4948E-F | CSCY593 | CAT1832S2H0 | 565678 |  | Jun 23 2015 5:47PM
Hillsboro | Hillsboro -> Data Hall -> POD1 -> BE1000 - Internal -> BE:1010 - IBM | BE:1010 - IBM | RU#24 | 11S00E4385YL10BG55X023 |  | Generic Altima Technologies Rackmountable | IBM | fc 5887 | 0GRM166 |  |  |  | May 20 2016 4:48PM
Hillsboro | Hillsboro -> Data Hall -> POD1 -> BE1000 - Internal -> BE:1010 - IBM | BE:1010 - IBM | RU#22 | 11S00E4385YL10BG572006 |  | Generic Altima Technologies Rackmountable | IBM | fc 5887 | 0GRM166 |  |  |  | May 20 2016 4:48PM
Hillsboro | Hillsboro -> Data Hall -> POD1 -> BE1000 - Internal -> BE:1010 - IBM | BE:1010 - IBM | RU#18 | or1ibp3va01 |  | ibm | FC EBA0 | 4U Server | 0GRM087 | SN00000FZH8549 |  |  | May 20 2016 4:48PM
Hillsboro | Hillsboro -> Data Hall -> POD1 -> BE1000 - Internal -> BE:1010 - IBM | BE:1010 - IBM | RU#14 | or1ibp3va02 |  | ibm | FC EBA0 | 4U Server | 0GRM087 | SN00000FZH8512 |  |  | May 20 2016 4:48PM
Hillsboro | Hillsboro -> Data Hall -> POD1 -> BE1000 - Internal -> BE:1010 - IBM | BE:1010 - IBM | RU#09 | SN00000CSS04YK |  | IBM | IBM power eb870 | 5U Server | 0GRM157 |  |  |  | May 20 2016 4:48PM
Hillsboro | Hillsboro -> Data Hall -> POD1 -> BE1000 - Internal -> BE:1010 - IBM | BE:1010 - IBM | RU#07 | SN00000KIC1872 |  | IBM | General Rackmount Equipment | power e870 2 u server | 0GRM080 |  |  |  | May 20 2016 4:48PM
Hillsboro | Hillsboro -> Data Hall -> POD1 -> BE1000 - Internal -> BE:1010 - IBM | BE:1010 - IBM | RU#02 | SN00000CSS04VJ |  | IBM | IBM power eb870 | 5U Server | 0GRM157 |  | 582213 |  | May 20 2016 4:48PM
Hillsboro | Hillsboro -> Data Hall -> POD1 -> BE1000 - Internal -> BE:1010 - IBM | BE:1010 - IBM | InOutPlug#2 | rpc370B | DATA CENTER OPERATIONS | Server Technology | Sentry | CW-48V5Z454-A1P | SERV735 |  |  |  | Jun 9 2015 1:05PM
Hillsboro | Hillsboro -> Data Hall -> POD1 -> BE1000 - Internal -> BE:1010 - IBM | BE:1010 - IBM | InOutPlug#1 | rpc370A | DATA CENTER OPERATIONS | Server Technology | Sentry | CW-48V5Z454-A1P | SERV735 |  |  |  | Jun 9 2015 1:05PM
Hillsboro | Hillsboro -> Data Hall -> POD1 -> BE1000 - Internal -> BE:1011 | BE:1011 | RU#58 | or1-intp1be1011ts01 | NETWORK SERVICES | Cisco Systems | Nexus 9000 Series | N9K-C9372PX | CSSY717 | SAL18380V25 | 565606 |  | Jun 23 2015 5:47PM
Hillsboro | Hillsboro -> Data Hall -> POD1 -> BE1000 - Internal -> BE:1011 | BE:1011 | RU#56 | or1-intp1be1011gs01 | NETWORK SERVICES | Cisco Systems | Catalyst 4900 | WS-C4948E-F | CSCY593 | CAT1832S29D | 565672 |  | Jun 23 2015 5:47PM
Hillsboro | Hillsboro -> Data Hall -> POD1 -> BE1000 - Internal -> BE:1011 | BE:1011 | InOutPlug#2 | rpc371B | DATA CENTER OPERATIONS | Server Technology | Sentry | CW-48V5Z454-A1P | SERV735 |  |  |  | Jun 9 2015 1:05PM
Hillsboro | Hillsboro -> Data Hall -> POD1 -> BE1000 - Internal -> BE:1011 | BE:1011 | InOutPlug#1 | rpc371A | DATA CENTER OPERATIONS | Server Technology | Sentry | CW-48V5Z454-A1P | SERV735 |  |  |  | Jun 9 2015 1:05PM
Hillsboro | Hillsboro -> Data Hall -> POD1 -> BE1000 - Internal -> BE:1012 | BE:1012 | RU#58 | or1-intp1be1012ts01 | NETWORK SERVICES | Cisco Systems | Nexus 9000 Series | N9K-C9372PX | CSSY717 | SAL18391J2Y | 565607 |  | Jun 23 2015 5:47PM
Hillsboro | Hillsboro -> Data Hall -> POD1 -> BE1000 - Internal -> BE:1012 | BE:1012 | RU#56 | or1-intp1be1012gs01 | NETWORK SERVICES | Cisco Systems | Catalyst 4900 | WS-C4948E-F | CSCY593 | CAT1832S2G1 | 565668 |  | Jun 23 2015 5:47PM
Hillsboro | Hillsboro -> Data Hall -> POD1 -> BE1000 - Internal -> BE:1012 | BE:1012 | InOutPlug#2 | rpc372B | DATA CENTER OPERATIONS | Server Technology | Sentry | CW-48V5Z454-A1P | SERV735 |  |  |  | Jun 9 2015 1:05PM
Hillsboro | Hillsboro -> Data Hall -> POD1 -> BE1000 - Internal -> BE:1012 | BE:1012 | InOutPlug#1 | rpc372A | DATA CENTER OPERATIONS | Server Technology | Sentry | CW-48V5Z454-A1P | SERV735 |  |  |  | Jun 9 2015 1:05PM
Hillsboro | Hillsboro -> Data Hall -> POD1 -> BF1000 - DMZ -> BF:1001 - DMZ | BF:1001 - DMZ | RU#58 | or1-dmzp1bf1001ts01 | NETWORK SERVICES | Cisco Systems | Nexus 9000 Series | N9K-C9372PX | CSSY717 | SAL18380V1T | 565634 |  | Jun 23 2015 5:46PM
Hillsboro | Hillsboro -> Data Hall -> POD1 -> BF1000 - DMZ -> BF:1001 - DMZ | BF:1001 - DMZ | RU#56 | or1-dmzp1bf1001gs01 | NETWORK SERVICES | Cisco Systems | Catalyst 4900 | WS-C4948E-F | CSCY593 | CAT1832S2H9 | 565663 |  | Jun 23 2015 5:46PM
Hillsboro | Hillsboro -> Data Hall -> POD1 -> BF1000 - DMZ -> BF:1001 - DMZ | BF:1001 - DMZ | RU#19 | or1dra011 | VPT | Dell Computer | PowerEdge R-Series | PowerEdge R730 - 3.5 Inch Drive Bays | DELM603 | 7T86942 | 565816 |  | Jun 2 2015 12:58PM
Hillsboro | Hillsboro -> Data Hall -> POD1 -> BF1000 - DMZ -> BF:1001 - DMZ | BF:1001 - DMZ | RU#17 | or1dra010 | VPT | Dell Computer | PowerEdge R-Series | PowerEdge R730 - 3.5 Inch Drive Bays | DELM603 | 7T86942 | 565815 |  | Jun 2 2015 12:56PM
Hillsboro | Hillsboro -> Data Hall -> POD1 -> BF1000 - DMZ -> BF:1001 - DMZ | BF:1001 - DMZ | RU#15 | or1dra009 | VPT | Dell Computer | PowerEdge R-Series | PowerEdge R730 - 3.5 Inch Drive Bays | DELM603 | 7T93942 | 565814 |  | Jun 2 2015 12:55PM
Hillsboro | Hillsboro -> Data Hall -> POD1 -> BF1000 - DMZ -> BF:1001 - DMZ | BF:1001 - DMZ | RU#13 | or1dra008 | VPT | Dell Computer | PowerEdge R-Series | PowerEdge R730 - 3.5 Inch Drive Bays | DELM603 | 7TB2942 | 565813 |  | Jun 2 2015 12:54PM
Hillsboro | Hillsboro -> Data Hall -> POD1 -> BF1000 - DMZ -> BF:1001 - DMZ | BF:1001 - DMZ | RU#11 | or1dra007 | VPT | Dell Computer | PowerEdge R-Series | PowerEdge R730 - 3.5 Inch Drive Bays | DELM603 | 7T94942 | 565812 |  | Jun 2 2015 12:52PM
Hillsboro | Hillsboro -> Data Hall -> POD1 -> BF1000 - DMZ -> BF:1001 - DMZ | BF:1001 - DMZ | RU#01 | or1hca002 | VPT | Hewlett-Packard | C-Class | C7000 (16 Half-Height Singles) | HEPR378 | USE509LD51 | 568673 |  | Jun 4 2015 1:17PM
Hillsboro | Hillsboro -> Data Hall -> POD1 -> BF1000 - DMZ -> BF:1001 - DMZ | BF:1001 - DMZ | InOutPlug#2 | rpc397b | DATA CENTER OPERATIONS | Server Technology | Sentry | CW-48V5Z454-A1P | SERV735 |  |  |  | Jun 4 2015 1:23PM
Hillsboro | Hillsboro -> Data Hall -> POD1 -> BF1000 - DMZ -> BF:1001 - DMZ | BF:1001 - DMZ | InOutPlug#1 | rpc397a | DATA CENTER OPERATIONS | Server Technology | Sentry | CW-48V5Z454-A1P | SERV735 |  |  |  | Jun 4 2015 1:13PM
Hillsboro | Hillsboro -> Data Hall -> POD1 -> BF1000 - DMZ -> BF:1002 - DMZ | BF:1002 - DMZ | RU#58 | or1-dmzp1bf1002ts01 | NETWORK SERVICES | Cisco Systems | Nexus 9000 Series | N9K-C9372PX | CSSY717 | SAL18380V3R | 565633 |  | Jun 23 2015 5:46PM
Hillsboro | Hillsboro -> Data Hall -> POD1 -> BF1000 - DMZ -> BF:1002 - DMZ | BF:1002 - DMZ | RU#56 | or1-dmzp1bf1002gs01 | NETWORK SERVICES | Cisco Systems | Catalyst 4900 | WS-C4948E-F | CSCY593 | CAT1832S2B0 | 565643 |  | Jun 23 2015 5:46PM
Hillsboro | Hillsboro -> Data Hall -> POD1 -> BF1000 - DMZ -> BF:1002 - DMZ | BF:1002 - DMZ | InOutPlug#2 | rpc398B | DATA CENTER OPERATIONS | Server Technology | Sentry | CW-48V5Z454-A1P | SERV735 |  |  |  | Jun 9 2015 1:06PM
Hillsboro | Hillsboro -> Data Hall -> POD1 -> BF1000 - DMZ -> BF:1002 - DMZ | BF:1002 - DMZ | InOutPlug#1 | rpc398A | DATA CENTER OPERATIONS | Server Technology | Sentry | CW-48V5Z454-A1P | SERV735 |  |  |  | Jun 9 2015 1:06PM
Hillsboro | Hillsboro -> Data Hall -> POD1 -> BF1000 - DMZ -> BF:1003 - DMZ | BF:1003 - DMZ | RU#58 | or1-dmzp1bf1003ts01 | NETWORK SERVICES | Cisco Systems | Nexus 9000 Series | N9K-C9372PX | CSSY717 | SAL18380V3T | 565632 |  | Jun 23 2015 5:46PM
Hillsboro | Hillsboro -> Data Hall -> POD1 -> BF1000 - DMZ -> BF:1003 - DMZ | BF:1003 - DMZ | RU#56 | or1-dmzp1bf1003gs01 | NETWORK SERVICES | Cisco Systems | Catalyst 4900 | WS-C4948E-F | CSCY593 |  | 562196 |  | Jun 23 2015 5:46PM
Hillsboro | Hillsboro -> Data Hall -> POD1 -> BF1000 - DMZ -> BF:1003 - DMZ | BF:1003 - DMZ | InOutPlug#2 | rpc399B | DATA CENTER OPERATIONS | Server Technology | Sentry | CW-48V5Z454-A1P | SERV735 |  |  |  | Jun 9 2015 1:06PM
Hillsboro | Hillsboro -> Data Hall -> POD1 -> BF1000 - DMZ -> BF:1003 - DMZ | BF:1003 - DMZ | InOutPlug#1 | rpc399A | DATA CENTER OPERATIONS | Server Technology | Sentry | CW-48V5Z454-A1P | SERV735 |  |  |  | Jun 9 2015 1:06PM
Hillsboro | Hillsboro -> Data Hall -> POD1 -> BF1000 - DMZ -> BF:1004 - DMZ | BF:1004 - DMZ | RU#59 | or1bf1003 |  | Brocade Communications Systems | Switches | 6520 | BROC607 |  | 568738 |  | May 18 2016 2:15PM
Hillsboro | Hillsboro -> Data Hall -> POD1 -> BF1000 - DMZ -> BF:1004 - DMZ | BF:1004 - DMZ | RU#57 | or1-dmzp1bf1004ts01 | NETWORK SERVICES | Cisco Systems | Nexus 9000 Series | N9K-C9372PX | CSSY717 | SAL18391J36 | 565623 |  | Jun 23 2015 5:46PM
Hillsboro | Hillsboro -> Data Hall -> POD1 -> BF1000 - DMZ -> BF:1004 - DMZ | BF:1004 - DMZ | RU#56 | or1-dmzp1bf1004gs01 | NETWORK SERVICES | Cisco Systems | Catalyst 4900 | WS-C4948E-F | CSCY593 | CAT1832S291 | 565655 |  | Jun 23 2015 5:46PM
Hillsboro | Hillsboro -> Data Hall -> POD1 -> BF1000 - DMZ -> BF:1004 - DMZ | BF:1004 - DMZ | InOutPlug#2 | rpc400B | DATA CENTER OPERATIONS | Server Technology | Sentry | CW-48V5Z454-A1P | SERV735 |  |  |  | Jun 9 2015 1:06PM
Hillsboro | Hillsboro -> Data Hall -> POD1 -> BF1000 - DMZ -> BF:1004 - DMZ | BF:1004 - DMZ | InOutPlug#1 | rpc400A | DATA CENTER OPERATIONS | Server Technology | Sentry | CW-48V5Z454-A1P | SERV735 |  |  |  | Jun 9 2015 1:06PM
Hillsboro | Hillsboro -> Data Hall -> POD1 -> BF1000 - DMZ -> BF:1005 | BF:1005 | RU#55 | OR1_BF1005_CON01 | DATA CENTER OPERATIONS | Raritan Computer | Dominion SX | DSXA-48-AC | RCI175 | WAI4B00039 | 565702 |  | Jun 23 2015 6:08PM
Hillsboro | Hillsboro -> Data Hall -> POD1 -> BF1000 - DMZ -> BF:1005 | BF:1005 | InOutPlug#2 | rpc401B | DATA CENTER OPERATIONS | Server Technology | Sentry | CW-48V5Z454-A1P | SERV735 |  |  |  | Jun 9 2015 1:07PM
Hillsboro | Hillsboro -> Data Hall -> POD1 -> BF1000 - DMZ -> BF:1005 | BF:1005 | InOutPlug#1 | rpc401A | DATA CENTER OPERATIONS | Server Technology | Sentry | CW-48V5Z454-A1P | SERV735 |  |  |  | Jun 9 2015 1:07PM
Hillsboro | Hillsboro -> Data Hall -> POD1 -> BF1000 - DMZ -> BF:1006 | BF:1006 | RU#59 | idf 2u fiber patch |  | Ortronics | Fiber Rackmount Cabinets | OR-FC02U-M | ORTI271 |  |  |  | May 18 2016 2:15PM
Hillsboro | Hillsboro -> Data Hall -> POD1 -> BF1000 - DMZ -> BF:1006 | BF:1006 | InOutPlug#2 | rpc402B | DATA CENTER OPERATIONS | Server Technology | Sentry | CW-48V5Z454-A1P | SERV735 |  |  |  | Jun 9 2015 1:07PM
Hillsboro | Hillsboro -> Data Hall -> POD1 -> BF1000 - DMZ -> BF:1006 | BF:1006 | InOutPlug#1 | rpc402A | DATA CENTER OPERATIONS | Server Technology | Sentry | CW-48V5Z454-A1P | SERV735 |  |  |  | Jun 9 2015 1:07PM
Hillsboro | Hillsboro -> Data Hall -> POD1 -> BF1000 - DMZ -> BF:1007 - Hadoop | BF:1007 - Hadoop | RU#59 | idf 2u fiber patch |  | Ortronics | Fiber Rackmount Cabinets | OR-FC02U-M | ORTI271 |  |  |  | Feb 5 2016 2:44PM
Hillsboro | Hillsboro -> Data Hall -> POD1 -> BF1000 - DMZ -> BF:1007 - Hadoop | BF:1007 - Hadoop | RU#58 | 0r1-intp1hadbf1007ts01 |  | Cisco Systems | Nexus 9000 Series | N9K-C9372PX-E | CIST197 | sal1949ua6n | 581522 |  | Feb 5 2016 2:44PM
Hillsboro | Hillsboro -> Data Hall -> POD1 -> BF1000 - DMZ -> BF:1007 - Hadoop | BF:1007 - Hadoop | RU#57 | Cable Passage |  | Generic Altima Technologies Rackmountable | General Rackmount Equipment | Cable Passage | 0GRM135 |  |  |  | Feb 5 2016 2:44PM
Hillsboro | Hillsboro -> Data Hall -> POD1 -> BF1000 - DMZ -> BF:1007 - Hadoop | BF:1007 - Hadoop | RU#56 | or1-intp1bf1007gs01 |  | Cisco Systems | Catalyst 4900 | WS-C4948E-F | CSCY593 | CAT1944S7WU | 581525 |  | Feb 5 2016 2:44PM
Hillsboro | Hillsboro -> Data Hall -> POD1 -> BF1000 - DMZ -> BF:1007 - Hadoop | BF:1007 - Hadoop | RU#51 | or1prodhdp001 |  | Dell Computer | PowerEdge R-Series | PowerEdge R730xd - 3.5 Inch Drive Bays | DELM607 |  | 562197 |  | May 2 2016 4:13PM
Hillsboro | Hillsboro -> Data Hall -> POD1 -> BF1000 - DMZ -> BF:1007 - Hadoop | BF:1007 - Hadoop | RU#49 | or1prodhdp009 |  | Dell Computer | PowerEdge R-Series | PowerEdge R730xd - 3.5 Inch Drive Bays | DELM607 |  | 562199 |  | May 2 2016 4:14PM
Hillsboro | Hillsboro -> Data Hall -> POD1 -> BF1000 - DMZ -> BF:1007 - Hadoop | BF:1007 - Hadoop | RU#45 | or1prodhdp021 |  | Dell Computer | PowerEdge R-Series | PowerEdge R730xd - 3.5 Inch Drive Bays | DELM607 |  | 562218 |  | May 2 2016 4:16PM
Hillsboro | Hillsboro -> Data Hall -> POD1 -> BF1000 - DMZ -> BF:1007 - Hadoop | BF:1007 - Hadoop | RU#43 | or1prodhdp029 |  | Dell Computer | PowerEdge R-Series | PowerEdge R730xd - 3.5 Inch Drive Bays | DELM607 |  | 562219 |  | May 2 2016 4:17PM
Hillsboro | Hillsboro -> Data Hall -> POD1 -> BF1000 - DMZ -> BF:1007 - Hadoop | BF:1007 - Hadoop | RU#41 | or1prodhdp037 |  | Dell Computer | PowerEdge R-Series | PowerEdge R730xd - 3.5 Inch Drive Bays | DELM607 |  | 562220 |  | May 2 2016 4:18PM
Hillsboro | Hillsboro -> Data Hall -> POD1 -> BF1000 - DMZ -> BF:1007 - Hadoop | BF:1007 - Hadoop | InOutPlug#2 | rpc403B | DATA CENTER OPERATIONS | Server Technology | Sentry | CW-48V5Z454-A1P | SERV735 |  |  |  | Jun 9 2015 1:07PM
Hillsboro | Hillsboro -> Data Hall -> POD1 -> BF1000 - DMZ -> BF:1007 - Hadoop | BF:1007 - Hadoop | InOutPlug#1 | rpc403A | DATA CENTER OPERATIONS | Server Technology | Sentry | CW-48V5Z454-A1P | SERV735 |  |  |  | Jun 9 2015 1:07PM
Hillsboro | Hillsboro -> Data Hall -> POD1 -> BF1000 - DMZ -> BF:1008 - Hadoop | BF:1008 - Hadoop | RU#51 | or1prodhdp002 |  | Dell Computer | PowerEdge R-Series | PowerEdge R730xd - 3.5 Inch Drive Bays | DELM607 |  | 562148 |  | May 2 2016 4:13PM
Hillsboro | Hillsboro -> Data Hall -> POD1 -> BF1000 - DMZ -> BF:1008 - Hadoop | BF:1008 - Hadoop | RU#49 | or1prodhdp010 |  | Dell Computer | PowerEdge R-Series | PowerEdge R730xd - 3.5 Inch Drive Bays | DELM607 |  | 562198 |  | May 2 2016 4:14PM
Hillsboro | Hillsboro -> Data Hall -> POD1 -> BF1000 - DMZ -> BF:1008 - Hadoop | BF:1008 - Hadoop | RU#45 | or1prodhdp022 |  | Dell Computer | PowerEdge R-Series | PowerEdge R730xd - 3.5 Inch Drive Bays | DELM607 |  | 562221 |  | May 2 2016 4:16PM
Hillsboro | Hillsboro -> Data Hall -> POD1 -> BF1000 - DMZ -> BF:1008 - Hadoop | BF:1008 - Hadoop | RU#43 | or1prodhdp030 |  | Dell Computer | PowerEdge R-Series | PowerEdge R730xd - 3.5 Inch Drive Bays | DELM607 |  | 562222 |  | May 2 2016 4:17PM
Hillsboro | Hillsboro -> Data Hall -> POD1 -> BF1000 - DMZ -> BF:1008 - Hadoop | BF:1008 - Hadoop | RU#41 | or1prodhdp038 |  | Dell Computer | PowerEdge R-Series | PowerEdge R730xd - 3.5 Inch Drive Bays | DELM607 |  | 562223 |  | May 2 2016 4:19PM
Hillsboro | Hillsboro -> Data Hall -> POD1 -> BF1000 - DMZ -> BF:1008 - Hadoop | BF:1008 - Hadoop | InOutPlug#2 | rpc404B | DATA CENTER OPERATIONS | Server Technology | Sentry | CW-48V5Z454-A1P | SERV735 |  |  |  | Jun 9 2015 1:07PM
Hillsboro | Hillsboro -> Data Hall -> POD1 -> BF1000 - DMZ -> BF:1008 - Hadoop | BF:1008 - Hadoop | InOutPlug#1 | rpc404A | DATA CENTER OPERATIONS | Server Technology | Sentry | CW-48V5Z454-A1P | SERV735 |  |  |  | Jun 9 2015 1:07PM
Hillsboro | Hillsboro -> Data Hall -> POD1 -> BF1000 - DMZ -> BF:1009 - Hadoop | BF:1009 - Hadoop | RU#59 | or1bf2009 |  | Brocade Communications Systems | Switches | 6520 | BROC607 |  | 568737 |  | May 18 2016 2:15PM
Hillsboro | Hillsboro -> Data Hall -> POD1 -> BF1000 - DMZ -> BF:1009 - Hadoop | BF:1009 - Hadoop | RU#58 | 0r1-intp1hadbf1009ts01 |  | Cisco Systems | Nexus 9000 Series | N9K-C9372PX-E | CIST197 | sal1949ue39 | 581523 |  | Feb 5 2016 2:44PM
Hillsboro | Hillsboro -> Data Hall -> POD1 -> BF1000 - DMZ -> BF:1009 - Hadoop | BF:1009 - Hadoop | RU#56 | or1-intp1bf1009gs01 |  | Cisco Systems | Catalyst 4900 | WS-C4948E-F | CSCY593 | CAT1944S7UE | 581524 |  | Feb 5 2016 2:44PM
Hillsboro | Hillsboro -> Data Hall -> POD1 -> BF1000 - DMZ -> BF:1009 - Hadoop | BF:1009 - Hadoop | RU#51 | or1prodhdp003 |  | Dell Computer | PowerEdge R-Series | PowerEdge R730xd - 3.5 Inch Drive Bays | DELM607 |  | 562149 |  | May 2 2016 4:13PM
Hillsboro | Hillsboro -> Data Hall -> POD1 -> BF1000 - DMZ -> BF:1009 - Hadoop | BF:1009 - Hadoop | RU#49 | or1prodhdp011 |  | Dell Computer | PowerEdge R-Series | PowerEdge R730xd - 3.5 Inch Drive Bays | DELM607 |  | 562147 |  | May 2 2016 4:14PM
Hillsboro | Hillsboro -> Data Hall -> POD1 -> BF1000 - DMZ -> BF:1009 - Hadoop | BF:1009 - Hadoop | RU#47 | or1prodhdp015 |  | Dell Computer | PowerEdge R-Series | PowerEdge R730xd - 3.5 Inch Drive Bays | DELM607 |  | 562224 |  | May 2 2016 4:15PM
Hillsboro | Hillsboro -> Data Hall -> POD1 -> BF1000 - DMZ -> BF:1009 - Hadoop | BF:1009 - Hadoop | RU#45 | or1prodhdp023 |  | Dell Computer | PowerEdge R-Series | PowerEdge R730xd - 3.5 Inch Drive Bays | DELM607 |  | 562225 |  | May 2 2016 4:16PM
Hillsboro | Hillsboro -> Data Hall -> POD1 -> BF1000 - DMZ -> BF:1009 - Hadoop | BF:1009 - Hadoop | RU#43 | or1prodhdp031 |  | Dell Computer | PowerEdge R-Series | PowerEdge R730xd - 3.5 Inch Drive Bays | DELM607 |  | 562226 |  | May 2 2016 4:18PM
Hillsboro | Hillsboro -> Data Hall -> POD1 -> BF1000 - DMZ -> BF:1009 - Hadoop | BF:1009 - Hadoop | RU#41 | or1prodhdp039 |  | Dell Computer | PowerEdge R-Series | PowerEdge R730xd - 3.5 Inch Drive Bays | DELM607 |  | 562227 |  | May 2 2016 4:19PM
Hillsboro | Hillsboro -> Data Hall -> POD1 -> BF1000 - DMZ -> BF:1009 - Hadoop | BF:1009 - Hadoop | InOutPlug#2 | rpc406B | DATA CENTER OPERATIONS | Server Technology | Sentry | CW-48V5Z454-A1P | SERV735 |  |  |  | Jun 9 2015 1:08PM
Hillsboro | Hillsboro -> Data Hall -> POD1 -> BF1000 - DMZ -> BF:1009 - Hadoop | BF:1009 - Hadoop | InOutPlug#1 | rpc406A | DATA CENTER OPERATIONS | Server Technology | Sentry | CW-48V5Z454-A1P | SERV735 |  |  |  | Jun 9 2015 1:08PM
Hillsboro | Hillsboro -> Data Hall -> POD1 -> BF1000 - DMZ -> BF:1010 - Hadoop | BF:1010 - Hadoop | RU#51 | or1prodhdp004 |  | Dell Computer | PowerEdge R-Series | PowerEdge R730xd - 3.5 Inch Drive Bays | DELM607 |  | 562150 |  | May 2 2016 4:13PM
Hillsboro | Hillsboro -> Data Hall -> POD1 -> BF1000 - DMZ -> BF:1010 - Hadoop | BF:1010 - Hadoop | RU#49 | or1prodhdp012 |  | Dell Computer | PowerEdge R-Series | PowerEdge R730xd - 3.5 Inch Drive Bays | DELM607 |  | 562200 |  | May 2 2016 4:15PM
Hillsboro | Hillsboro -> Data Hall -> POD1 -> BF1000 - DMZ -> BF:1010 - Hadoop | BF:1010 - Hadoop | RU#47 | or1prodhdp016 |  | Dell Computer | PowerEdge R-Series | PowerEdge R730xd - 3.5 Inch Drive Bays | DELM607 |  | 562228 |  | May 2 2016 4:15PM
Hillsboro | Hillsboro -> Data Hall -> POD1 -> BF1000 - DMZ -> BF:1010 - Hadoop | BF:1010 - Hadoop | RU#45 | or1prodhdp024 |  | Dell Computer | PowerEdge R-Series | PowerEdge R730xd - 3.5 Inch Drive Bays | DELM607 |  | 562229 |  | May 2 2016 4:16PM
Hillsboro | Hillsboro -> Data Hall -> POD1 -> BF1000 - DMZ -> BF:1010 - Hadoop | BF:1010 - Hadoop | RU#43 | or1prodhdp032 |  | Dell Computer | PowerEdge R-Series | PowerEdge R730xd - 3.5 Inch Drive Bays | DELM607 |  | 562230 |  | May 2 2016 4:18PM
Hillsboro | Hillsboro -> Data Hall -> POD1 -> BF1000 - DMZ -> BF:1010 - Hadoop | BF:1010 - Hadoop | RU#41 | or1prodhdp040 |  | Dell Computer | PowerEdge R-Series | PowerEdge R730xd - 3.5 Inch Drive Bays | DELM607 |  | 562231 |  | May 2 2016 4:19PM
Hillsboro | Hillsboro -> Data Hall -> POD1 -> BF1000 - DMZ -> BF:1010 - Hadoop | BF:1010 - Hadoop | InOutPlug#2 | rpc406B | DATA CENTER OPERATIONS | Server Technology | Sentry | CW-48V5Z454-A1P | SERV735 |  |  |  | Jun 9 2015 1:08PM
Hillsboro | Hillsboro -> Data Hall -> POD1 -> BF1000 - DMZ -> BF:1010 - Hadoop | BF:1010 - Hadoop | InOutPlug#1 | rpc406A | DATA CENTER OPERATIONS | Server Technology | Sentry | CW-48V5Z454-A1P | SERV735 |  |  |  | Jun 9 2015 1:08PM
Hillsboro | Hillsboro -> Data Hall -> POD1 -> BF1000 - DMZ -> BF:1011 | BF:1011 | InOutPlug#2 | rpc407B | DATA CENTER OPERATIONS | Server Technology | Sentry | CW-48V5Z454-A1P | SERV735 |  |  |  | Jun 9 2015 1:08PM
Hillsboro | Hillsboro -> Data Hall -> POD1 -> BF1000 - DMZ -> BF:1011 | BF:1011 | InOutPlug#1 | rpc407A | DATA CENTER OPERATIONS | Server Technology | Sentry | CW-48V5Z454-A1P | SERV735 |  |  |  | Jun 9 2015 1:08PM
Hillsboro | Hillsboro -> Data Hall -> POD1 -> BF1000 - DMZ -> BF:1012 | BF:1012 | RU#05 | or1isi103 | STORAGE SERVICES | EMC | Isilon S Series | S210 | EMCC870 | SS210-201441-0066 | 565792 |  | Jun 3 2015 11:41AM
Hillsboro | Hillsboro -> Data Hall -> POD1 -> BF1000 - DMZ -> BF:1012 | BF:1012 | RU#03 | or1isi102 | STORAGE SERVICES | EMC | Isilon S Series | S210 | EMCC870 | SS210-201441-0067 | 565793 |  | Jun 3 2015 11:39AM
Hillsboro | Hillsboro -> Data Hall -> POD1 -> BF1000 - DMZ -> BF:1012 | BF:1012 | RU#01 | or1isi101 | STORAGE SERVICES | EMC | Isilon S Series | S210 | EMCC870 | SS210-201433-0141 | 565794 |  | Jun 3 2015 11:27AM
Hillsboro | Hillsboro -> Data Hall -> POD1 -> BF1000 - DMZ -> BF:1012 | BF:1012 | InOutPlug#2 | rpc408B | DATA CENTER OPERATIONS | Server Technology | Sentry | CW-48V5Z454-A1P | SERV735 |  |  |  | Jun 9 2015 4:18PM
Hillsboro | Hillsboro -> Data Hall -> POD1 -> BF1000 - DMZ -> BF:1012 | BF:1012 | InOutPlug#1 | rpc408A | DATA CENTER OPERATIONS | Server Technology | Sentry | CW-48V5Z454-A1P | SERV735 |  |  |  | Jun 9 2015 4:18PM
Hillsboro | Hillsboro -> Data Hall -> POD2 -> BE2000 -> BE:2001 - G600 | BE:2001 - G600 | RU#44 | HDS SMU | STORAGE SERVICES | Generic Altima Technologies Rackmountable | General Rackmount Equipment | Generic 1U Rackmountable Server | 0GRM220 | SFR391943500000212 |  |  | Jun 3 2015 3:34PM
Hillsboro | Hillsboro -> Data Hall -> POD2 -> BE2000 -> BE:2001 - G600 | BE:2001 - G600 | RU#24 | or1hds01-shelf10 | STORAGE SERVICES | Hitachi Data Systems | G 600 | 2U Storage System | 0GRM166 | 7175560002-A40000039 |  |  | Jun 4 2015 11:53AM
Hillsboro | Hillsboro -> Data Hall -> POD2 -> BE2000 -> BE:2001 - G600 | BE:2001 - G600 | RU#22 | or1hds01-shelf9 | STORAGE SERVICES | Hitachi Data Systems | General Rackmount Equipment | G 600 | 0GRM166 | A |  |  | Jun 4 2015 11:53AM
Hillsboro | Hillsboro -> Data Hall -> POD2 -> BE2000 -> BE:2001 - G600 | BE:2001 - G600 | RU#20 | or1hds01-shelf8 | STORAGE SERVICES | Hitachi Data Systems | General Rackmount Equipment | G 600 | 0GRM166 | 3555560002-A00001421 |  |  | Jun 4 2015 11:52AM
Hillsboro | Hillsboro -> Data Hall -> POD2 -> BE2000 -> BE:2001 - G600 | BE:2001 - G600 | RU#18 | or1hds01-shelf7 | STORAGE SERVICES | Hitachi Data Systems | G 600 | 2U Storage System | 0GRM166 | 3555560002-A00001498 |  |  | Jun 4 2015 11:51AM
Hillsboro | Hillsboro -> Data Hall -> POD2 -> BE2000 -> BE:2001 - G600 | BE:2001 - G600 | RU#16 | or1hds01-shelf6 | STORAGE SERVICES | Hitachi Data Systems | G 600 | 2U Storage System | 0GRM166 |  |  |  | Jun 4 2015 11:51AM
Hillsboro | Hillsboro -> Data Hall -> POD2 -> BE2000 -> BE:2001 - G600 | BE:2001 - G600 | RU#14 | or1hds01-shelf5 | STORAGE SERVICES | Hitachi Data Systems | G 600 | 2U Storage System | 0GRM166 | 3555560002-A00001496 |  |  | Jun 4 2015 11:50AM
Hillsboro | Hillsboro -> Data Hall -> POD2 -> BE2000 -> BE:2001 - G600 | BE:2001 - G600 | RU#12 | or1hds01-shelf4 | STORAGE SERVICES | Hitachi Data Systems | G 600 | 2U Storage System | 0GRM166 | 3555560002-A00001494 |  |  | Jun 4 2015 11:50AM
Hillsboro | Hillsboro -> Data Hall -> POD2 -> BE2000 -> BE:2001 - G600 | BE:2001 - G600 | RU#10 | or1hds01-shelf3 | STORAGE SERVICES | Hitachi Data Systems | General Rackmount Equipment | 2U Storage System | 0GRM166 | 3555560002-A00001213 |  |  | Jun 4 2015 11:50AM
Hillsboro | Hillsboro -> Data Hall -> POD2 -> BE2000 -> BE:2001 - G600 | BE:2001 - G600 | RU#08 | or1hds01-shelf3 | STORAGE SERVICES | Hitachi Data Systems | G 600 | 2U Storage System | 0GRM166 | 3555560002-A00001422 |  |  | Jun 4 2015 11:50AM
Hillsboro | Hillsboro -> Data Hall -> POD2 -> BE2000 -> BE:2001 - G600 | BE:2001 - G600 | RU#06 | or1hds01-shelf2 | STORAGE SERVICES | Hitachi Data Systems | G 600 | 2U Storage System | 0GRM166 | 7175560002-A40000014 |  |  | Jun 4 2015 11:49AM
Hillsboro | Hillsboro -> Data Hall -> POD2 -> BE2000 -> BE:2001 - G600 | BE:2001 - G600 | RU#04 | or1hds01-shelf1 | STORAGE SERVICES | Hitachi Data Systems | General Rackmount Equipment | G 600 | 0GRM166 | 3553286660-A00000103 |  |  | Jun 4 2015 11:49AM
Hillsboro | Hillsboro -> Data Hall -> POD2 -> BE2000 -> BE:2001 - G600 | BE:2001 - G600 | RU#01 | or1hds01 | STORAGE SERVICES | Hitachi Data Systems | G600 | 3U Storage System | 0GRM168 | SN410150 |  |  | Jun 4 2015 11:48AM
Hillsboro | Hillsboro -> Data Hall -> POD2 -> BE2000 -> BE:2001 - G600 | BE:2001 - G600 | InOutPlug#2 | rpc373B | DATA CENTER OPERATIONS | Server Technology | Sentry | CW-48V5Z454-A1P | SERV735 | 8231758 |  |  | Jun 4 2015 12:56PM
Hillsboro | Hillsboro -> Data Hall -> POD2 -> BE2000 -> BE:2001 - G600 | BE:2001 - G600 | InOutPlug#1 | rpc373A | DATA CENTER OPERATIONS | Server Technology | Sentry | CW-48V5Z454-A1P | SERV735 | PEGT0000223 |  |  | Jun 4 2015 12:53PM
Hillsboro | Hillsboro -> Data Hall -> POD2 -> BE2000 -> BE:2002 | BE:2002 | InOutPlug#2 | rpc373B |  | Server Technology | Sentry | CW-48V5Z454-A1P | SERV735 |  |  |  | Jun 22 2015 3:41PM
Hillsboro | Hillsboro -> Data Hall -> POD2 -> BE2000 -> BE:2002 | BE:2002 | InOutPlug#1 | rpc374A |  | Server Technology | Sentry | CW-48V5Z454-A1P | SERV735 |  |  |  | Jun 22 2015 3:41PM
Hillsboro | Hillsboro -> Data Hall -> POD2 -> BE2000 -> BE:2003 | BE:2003 | InOutPlug#2 | rpc375B |  | Server Technology | Sentry | CW-48V5Z454-A1P | SERV735 |  |  |  | Jun 22 2015 3:41PM
Hillsboro | Hillsboro -> Data Hall -> POD2 -> BE2000 -> BE:2003 | BE:2003 | InOutPlug#1 | rpc375A |  | Server Technology | Sentry | CW-48V5Z454-A1P | SERV735 |  |  |  | Jun 22 2015 3:41PM
Hillsboro | Hillsboro -> Data Hall -> POD2 -> BE2000 -> BE:2004 | BE:2004 | InOutPlug#2 | rpc376B |  | Server Technology | Sentry | CW-48V5Z454-A1P | SERV735 |  |  |  | Jun 22 2015 3:41PM
Hillsboro | Hillsboro -> Data Hall -> POD2 -> BE2000 -> BE:2004 | BE:2004 | InOutPlug#1 | rpc376A |  | Server Technology | Sentry | CW-48V5Z454-A1P | SERV735 |  |  |  | Jun 22 2015 3:41PM
Hillsboro | Hillsboro -> Data Hall -> POD2 -> BE2000 -> BE:2005 | BE:2005 | RU#59 | idf 2u fiber patch |  | Ortronics | Fiber Rackmount Cabinets | OR-FC02U-M | ORTI271 |  |  |  | May 18 2016 4:22PM
Hillsboro | Hillsboro -> Data Hall -> POD2 -> BE2000 -> BE:2005 | BE:2005 | RU#58 | or1-intp1be2005ts01 |  | Cisco Systems | Nexus 9000 Series | N9K-C9372PX | CSSY717 |  |  |  | May 18 2016 4:22PM
Hillsboro | Hillsboro -> Data Hall -> POD2 -> BE2000 -> BE:2005 | BE:2005 | RU#56 | or1-intp1be2005gs01 | NETWORK SERVICES | Cisco Systems | Catalyst 4900 | WS-C4948E-F | CSCY593 | CAT1832S289 | 565670 |  | Jun 23 2015 5:46PM
Hillsboro | Hillsboro -> Data Hall -> POD2 -> BE2000 -> BE:2005 | BE:2005 | RU#54 | idf 2u 48 port copper patch |  | Generic Patch Panel Icons | Patch Panel | 48-Port Patch Panel | PP004 |  |  |  | May 18 2016 4:51PM
Hillsboro | Hillsboro -> Data Hall -> POD2 -> BE2000 -> BE:2005 | BE:2005 | InOutPlug#2 | rpc377B |  | Server Technology | Sentry | CW-48V5Z454-A1P | SERV735 |  |  |  | Jun 22 2015 3:41PM
Hillsboro | Hillsboro -> Data Hall -> POD2 -> BE2000 -> BE:2005 | BE:2005 | InOutPlug#1 | rpc377A |  | Server Technology | Sentry | CW-48V5Z454-A1P | SERV735 |  |  |  | Jun 22 2015 3:41PM
Hillsboro | Hillsboro -> Data Hall -> POD2 -> BE2000 -> BE:2006 - G1000 | BE:2006 - G1000 | RU#59 | idf 2u fiber patch |  | Ortronics | Fiber Rackmount Cabinets | OR-FC02U-M | ORTI271 |  |  |  | May 18 2016 4:22PM
Hillsboro | Hillsboro -> Data Hall -> POD2 -> BE2000 -> BE:2006 - G1000 | BE:2006 - G1000 | RU#58 | or1-intp1be2006ts01 |  | Cisco Systems | Nexus 9000 Series | N9K-C9372PX | CSSY717 |  |  |  | May 18 2016 4:22PM
Hillsboro | Hillsboro -> Data Hall -> POD2 -> BE2000 -> BE:2006 - G1000 | BE:2006 - G1000 | RU#56 | or1-intp1be2006gs01 | NETWORK SERVICES | Cisco Systems | Catalyst 4900 | WS-C4948E-F | CSCY593 | CAT1832S26Z | 565666 |  | Jun 23 2015 5:46PM
Hillsboro | Hillsboro -> Data Hall -> POD2 -> BE2000 -> BE:2006 - G1000 | BE:2006 - G1000 | RU#27 | or1vsp01-shelf3 | STORAGE SERVICES | Hitachi Data Systems | Virtual Storage Series | DKC-F810I-FBX | HDS829 |  |  |  | Jun 4 2015 12:24PM
Hillsboro | Hillsboro -> Data Hall -> POD2 -> BE2000 -> BE:2006 - G1000 | BE:2006 - G1000 | RU#19 | or1vsp01-shelf2 | STORAGE SERVICES | Hitachi Data Systems | Virtual Storage Series | DKC-F810I-FBX | HDS829 |  |  |  | Jun 4 2015 12:23PM
Hillsboro | Hillsboro -> Data Hall -> POD2 -> BE2000 -> BE:2006 - G1000 | BE:2006 - G1000 | RU#11 | or1vsp01-shelf1 | STORAGE SERVICES | Hitachi Data Systems | Virtual Storage Series | DKC-F810I-FBX | HDS829 |  |  |  | Jun 4 2015 12:22PM
Hillsboro | Hillsboro -> Data Hall -> POD2 -> BE2000 -> BE:2006 - G1000 | BE:2006 - G1000 | RU#01 | or1vsp01-shelf1 | STORAGE SERVICES | Hitachi Data Systems | Virtual Storage Series | G1000-Controller Chassis - Secondary Controller | HDS834 |  |  |  | Jun 4 2015 12:14PM
Hillsboro | Hillsboro -> Data Hall -> POD2 -> BE2000 -> BE:2006 - G1000 | BE:2006 - G1000 | InOutPlug#2 | rpc378B | DATA CENTER OPERATIONS | Server Technology | Sentry | CW-48V5Z454-A1P | SERV735 |  |  |  | Jun 4 2015 12:58PM
Hillsboro | Hillsboro -> Data Hall -> POD2 -> BE2000 -> BE:2006 - G1000 | BE:2006 - G1000 | InOutPlug#1 | rpc378A | DATA CENTER OPERATIONS | Server Technology | Sentry | CW-48V5Z454-A1P | SERV735 |  |  |  | Jun 4 2015 12:57PM
Hillsboro | Hillsboro -> Data Hall -> POD2 -> BE2000 -> BE:2007 - G1000 | BE:2007 - G1000 | RU#59 | idf 2u fiber patch |  | Ortronics | Fiber Rackmount Cabinets | OR-FC02U-M | ORTI271 |  |  |  | May 18 2016 4:22PM
Hillsboro | Hillsboro -> Data Hall -> POD2 -> BE2000 -> BE:2007 - G1000 | BE:2007 - G1000 | RU#49 | or1hnas01 - 1 |  | Hitachi Data Systems | NAS Series | 4060 | HDS868 | M4SJKW1514469 |  |  | Nov 30 2015 2:56PM
Hillsboro | Hillsboro -> Data Hall -> POD2 -> BE2000 -> BE:2007 - G1000 | BE:2007 - G1000 | RU#46 | or1hnas01 - 2 |  | Hitachi Data Systems | NAS Series | 4060 | HDS868 | M4SJKW1516171 |  |  | Nov 30 2015 2:56PM
Hillsboro | Hillsboro -> Data Hall -> POD2 -> BE2000 -> BE:2007 - G1000 | BE:2007 - G1000 | RU#45 | or1hnas01-smu |  | Hitachi Data Systems | SMU Series | SMU400 | HDS867 | S13968225200297 |  |  | Nov 30 2015 2:56PM
Hillsboro | Hillsboro -> Data Hall -> POD2 -> BE2000 -> BE:2007 - G1000 | BE:2007 - G1000 | RU#35 | or1vsp02-shelf4 |  | Hitachi Data Systems | Virtual Storage Series | DKC-F810I-FBX | HDS829 |  |  |  | Sep 28 2015 4:29PM
Hillsboro | Hillsboro -> Data Hall -> POD2 -> BE2000 -> BE:2007 - G1000 | BE:2007 - G1000 | RU#27 | or1vsp02-shelf3 |  | Hitachi Data Systems | Virtual Storage Series | DKC-F810I-FBX | HDS829 |  |  |  | Sep 28 2015 4:29PM
Hillsboro | Hillsboro -> Data Hall -> POD2 -> BE2000 -> BE:2007 - G1000 | BE:2007 - G1000 | RU#19 | or1vsp02-shelf2 |  | Hitachi Data Systems | Virtual Storage Series | DKC-F810I-FBX | HDS829 |  |  |  | Sep 28 2015 4:29PM
Hillsboro | Hillsboro -> Data Hall -> POD2 -> BE2000 -> BE:2007 - G1000 | BE:2007 - G1000 | RU#11 | or1vsp02-shelf1 |  | Hitachi Data Systems | Virtual Storage Series | DKC-F810I-FBX | HDS829 |  |  |  | Sep 28 2015 4:29PM
Hillsboro | Hillsboro -> Data Hall -> POD2 -> BE2000 -> BE:2007 - G1000 | BE:2007 - G1000 | RU#01 | or1vsp02 |  | Hitachi Data Systems | Virtual Storage Series | G1000-Controller Chassis - Secondary Controller | HDS834 | 56654 |  |  | Sep 28 2015 4:29PM
Hillsboro | Hillsboro -> Data Hall -> POD2 -> BE2000 -> BE:2007 - G1000 | BE:2007 - G1000 | InOutPlug#2 | rpc379B |  | Server Technology | Sentry | CW-48V5Z454-A1P | SERV735 |  |  |  | Jun 22 2015 3:41PM
Hillsboro | Hillsboro -> Data Hall -> POD2 -> BE2000 -> BE:2007 - G1000 | BE:2007 - G1000 | InOutPlug#1 | rpc379A |  | Server Technology | Sentry | CW-48V5Z454-A1P | SERV735 |  |  |  | Jun 22 2015 3:41PM
Hillsboro | Hillsboro -> Data Hall -> POD2 -> BE2000 -> BE:2008 | BE:2008 | InOutPlug#2 | rpc380B |  | Server Technology | Sentry | CW-48V5Z454-A1P | SERV735 |  |  |  | Jun 22 2015 3:41PM
Hillsboro | Hillsboro -> Data Hall -> POD2 -> BE2000 -> BE:2008 | BE:2008 | InOutPlug#1 | rpc380A |  | Server Technology | Sentry | CW-48V5Z454-A1P | SERV735 |  |  |  | Jun 22 2015 3:41PM
Hillsboro | Hillsboro -> Data Hall -> POD2 -> BE2000 -> BE:2009 | BE:2009 | InOutPlug#2 | rpc381B |  | Server Technology | Sentry | CW-48V5Z454-A1P | SERV735 |  |  |  | Jun 22 2015 3:41PM
Hillsboro | Hillsboro -> Data Hall -> POD2 -> BE2000 -> BE:2009 | BE:2009 | InOutPlug#1 | rpc381A |  | Server Technology | Sentry | CW-48V5Z454-A1P | SERV735 |  |  |  | Jun 22 2015 3:41PM
Hillsboro | Hillsboro -> Data Hall -> POD2 -> BE2000 -> BE:2010 | BE:2010 | InOutPlug#2 | rpc382B |  | Server Technology | Sentry | CW-48V5Z454-A1P | SERV735 |  |  |  | Jun 22 2015 3:41PM
Hillsboro | Hillsboro -> Data Hall -> POD2 -> BE2000 -> BE:2010 | BE:2010 | InOutPlug#1 | rpc382A |  | Server Technology | Sentry | CW-48V5Z454-A1P | SERV735 |  |  |  | Jun 22 2015 3:41PM
Hillsboro | Hillsboro -> Data Hall -> POD2 -> BE2000 -> BE:2011 - G800 | BE:2011 - G800 | RU#25 | or1hds04 EVALUATION SHELF |  | Hitachi Data Systems | Virtual Storage Series | G800 | HDS853 |  |  |  | Oct 5 2016 12:08PM
Hillsboro | Hillsboro -> Data Hall -> POD2 -> BE2000 -> BE:2011 - G800 | BE:2011 - G800 | RU#21 | or1hds04 shelf 5 |  | Hitachi Data Systems | Virtual Storage Series | G800 | HDS853 |  |  |  | Nov 30 2015 2:46PM
Hillsboro | Hillsboro -> Data Hall -> POD2 -> BE2000 -> BE:2011 - G800 | BE:2011 - G800 | RU#17 | or1hds04 shelf 4 |  | Hitachi Data Systems | Virtual Storage Series | G800 | HDS853 |  |  |  | Nov 30 2015 2:46PM
Hillsboro | Hillsboro -> Data Hall -> POD2 -> BE2000 -> BE:2011 - G800 | BE:2011 - G800 | RU#13 | or1hds04 shelf 3 |  | Hitachi Data Systems | Virtual Storage Series | G800 | HDS853 |  |  |  | Nov 30 2015 2:46PM
Hillsboro | Hillsboro -> Data Hall -> POD2 -> BE2000 -> BE:2011 - G800 | BE:2011 - G800 | RU#09 | or1hds04 shelf 2 |  | Hitachi Data Systems | Virtual Storage Series | G800 | HDS853 |  |  |  | Nov 30 2015 2:46PM
Hillsboro | Hillsboro -> Data Hall -> POD2 -> BE2000 -> BE:2011 - G800 | BE:2011 - G800 | RU#05 | or1hds04 shelf 1 |  | Hitachi Data Systems | Virtual Storage Series | G800 | HDS853 |  |  |  | Nov 30 2015 2:46PM
Hillsboro | Hillsboro -> Data Hall -> POD2 -> BE2000 -> BE:2011 - G800 | BE:2011 - G800 | RU#01 | or1hds04 |  | Hitachi Data Systems | Virtual Storage Series | G800 | HDS853 | 440237 |  |  | Nov 30 2015 2:46PM
Hillsboro | Hillsboro -> Data Hall -> POD2 -> BE2000 -> BE:2011 - G800 | BE:2011 - G800 | InOutPlug#2 | rpc383B |  | Server Technology | Sentry | CW-48V5Z454-A1P | SERV735 |  |  |  | Jun 22 2015 3:41PM
Hillsboro | Hillsboro -> Data Hall -> POD2 -> BE2000 -> BE:2011 - G800 | BE:2011 - G800 | InOutPlug#1 | rpc383A |  | Server Technology | Sentry | CW-48V5Z454-A1P | SERV735 |  |  |  | Jun 22 2015 3:41PM
Hillsboro | Hillsboro -> Data Hall -> POD2 -> BE2000 -> BE:2012 - G600 | BE:2012 - G600 | RU#43 | HDS SMU |  | Generic Altima Technologies Rackmountable | General Rackmount Equipment | Generic 1U Rackmountable Server | 0GRM220 | SFR391943500000212 |  |  | Jun 4 2015 12:08PM
Hillsboro | Hillsboro -> Data Hall -> POD2 -> BE2000 -> BE:2012 - G600 | BE:2012 - G600 | RU#26 | or1hds02-shelf12 | STORAGE SERVICES | Hitachi Data Systems | G 600 | 2U Storage System | 0GRM166 | 7175560002-A40000036 |  |  | Jun 4 2015 11:58AM
Hillsboro | Hillsboro -> Data Hall -> POD2 -> BE2000 -> BE:2012 - G600 | BE:2012 - G600 | RU#24 | or1hds02-shelf11 | STORAGE SERVICES | Hitachi Data Systems | G 600 | 2U Storage System | 0GRM166 | 3555560002-A00001430 |  |  | Jun 4 2015 11:58AM
Hillsboro | Hillsboro -> Data Hall -> POD2 -> BE2000 -> BE:2012 - G600 | BE:2012 - G600 | RU#22 | or1hds02-shelf10 | STORAGE SERVICES | Hitachi Data Systems | G 600 | 2U Storage System | 0GRM166 | 3555560002-A00001497 |  |  | Jun 4 2015 11:57AM
Hillsboro | Hillsboro -> Data Hall -> POD2 -> BE2000 -> BE:2012 - G600 | BE:2012 - G600 | RU#20 | or1hds02-shelf9 | STORAGE SERVICES | Hitachi Data Systems | G 600 | 2U Storage System | 0GRM166 | 7175560002-A40000037 |  |  | Jun 4 2015 11:57AM
Hillsboro | Hillsboro -> Data Hall -> POD2 -> BE2000 -> BE:2012 - G600 | BE:2012 - G600 | RU#18 | or1hds02-shelf8 | STORAGE SERVICES | Hitachi Data Systems | G 600 | 2U Storage System | 0GRM166 | 3555560002-A00001493 |  |  | Jun 4 2015 11:57AM
Hillsboro | Hillsboro -> Data Hall -> POD2 -> BE2000 -> BE:2012 - G600 | BE:2012 - G600 | RU#16 | or1hds02-shelf7 | STORAGE SERVICES | Hitachi Data Systems | G 600 | 2U Storage System | 0GRM166 | 7175560002-A40000040 |  |  | Jun 4 2015 11:56AM
Hillsboro | Hillsboro -> Data Hall -> POD2 -> BE2000 -> BE:2012 - G600 | BE:2012 - G600 | RU#14 | or1hds02-shelf6 | STORAGE SERVICES | Hitachi Data Systems | G 600 | 2U Storage System | 0GRM166 | 7175560002-A40000040 |  |  | Jun 4 2015 11:56AM
Hillsboro | Hillsboro -> Data Hall -> POD2 -> BE2000 -> BE:2012 - G600 | BE:2012 - G600 | RU#12 | or1hds02-shelf5 | STORAGE SERVICES | Hitachi Data Systems | G 600 | 2U Storage System | 0GRM166 | 7175560002-A40000038 |  |  | Jun 4 2015 11:56AM
Hillsboro | Hillsboro -> Data Hall -> POD2 -> BE2000 -> BE:2012 - G600 | BE:2012 - G600 | RU#10 | or1hds02-shelf4 | STORAGE SERVICES | Hitachi Data Systems | G 600 | 2U Storage System | 0GRM166 | 3555560002-A00001429 |  |  | Jun 4 2015 11:56AM
Hillsboro | Hillsboro -> Data Hall -> POD2 -> BE2000 -> BE:2012 - G600 | BE:2012 - G600 | RU#08 | or1hds02-shelf3 | STORAGE SERVICES | Hitachi Data Systems | G 600 | 2U Storage System | 0GRM166 | 3555560002-A00001495 |  |  | Jun 4 2015 11:55AM
Hillsboro | Hillsboro -> Data Hall -> POD2 -> BE2000 -> BE:2012 - G600 | BE:2012 - G600 | RU#06 | or1hds02-shelf2 | STORAGE SERVICES | Hitachi Data Systems | G 600 | 2U Storage System | 0GRM166 | 7175560002-A40000070 |  |  | Jun 4 2015 11:55AM
Hillsboro | Hillsboro -> Data Hall -> POD2 -> BE2000 -> BE:2012 - G600 | BE:2012 - G600 | RU#04 | or1hds02-shelf1 | STORAGE SERVICES | Hitachi Data Systems | G 600 | 2U Storage System | 0GRM166 | 3553286660-A00000104 |  |  | Jun 4 2015 11:55AM
Hillsboro | Hillsboro -> Data Hall -> POD2 -> BE2000 -> BE:2012 - G600 | BE:2012 - G600 | RU#01 | or1hds02 | STORAGE SERVICES | Hitachi Data Systems | G 600 | 3U Storage System | 0GRM168 |  |  |  | Jun 4 2015 11:54AM
Hillsboro | Hillsboro -> Data Hall -> POD2 -> BE2000 -> BE:2012 - G600 | BE:2012 - G600 | InOutPlug#2 | rpc384B | DATA CENTER OPERATIONS | Server Technology | Sentry | CW-48V5Z454-A1P | SERV735 |  |  |  | Jun 4 2015 12:59PM
Hillsboro | Hillsboro -> Data Hall -> POD2 -> BE2000 -> BE:2012 - G600 | BE:2012 - G600 | InOutPlug#1 | rpc384A | DATA CENTER OPERATIONS | Server Technology | Sentry | CW-48V5Z454-A1P | SERV735 |  |  |  | Jun 4 2015 12:59PM
Hillsboro | Hillsboro -> Data Hall -> POD2 -> BF2000 -> BF:2001 - Secure | BF:2001 - Secure | RU#52 | or1bf1ca001 |  | Brocade Communications Systems | Switches | 6510 SAN Switch | BROC510 | BRW2546K034 | 569428 |  | Aug 23 2016 2:14PM
Hillsboro | Hillsboro -> Data Hall -> POD2 -> BF2000 -> BF:2001 - Secure | BF:2001 - Secure | RU#51 | or1bf2ca001 |  | Brocade Communications Systems | Switches | 6510 SAN Switch | BROC510 | BRW2524K04T | 569427 |  | Aug 23 2016 2:14PM
Hillsboro | Hillsboro -> Data Hall -> POD2 -> BF2000 -> BF:2001 - Secure | BF:2001 - Secure | RU#49 | orpki-ws-hsm1 |  | Thales Group | nCipher | NH2047 | THLG012 | 37-NC0632 | 569486 |  | Sep 30 2015 5:11PM
Hillsboro | Hillsboro -> Data Hall -> POD2 -> BF2000 -> BF:2001 - Secure | BF:2001 - Secure | RU#48 | orpki-ws-hsm2 |  | Thales Group | nCipher | NH2047 | THLG012 | 37-NC0635 | 569487 |  | Sep 30 2015 5:11PM
Hillsboro | Hillsboro -> Data Hall -> POD2 -> BF2000 -> BF:2001 - Secure | BF:2001 - Secure | RU#35 | or1-netbotz-bf2001 |  | APC | NetBotz | NBRK0570 | APC243 |  |  | 10.50.12.59 | Aug 23 2016 2:14PM
Hillsboro | Hillsboro -> Data Hall -> POD2 -> BF2000 -> BF:2001 - Secure | BF:2001 - Secure | RU#33 | hicserver1 | SECURITY SERVICES | Dell Computer | PowerEdge R-Series | PowerEdge R730 - 2.5 Inch Drive Bays | DELM602 | 501wx12 | 569383 |  | Feb 5 2015 11:21AM
Hillsboro | Hillsboro -> Data Hall -> POD2 -> BF2000 -> BF:2001 - Secure | BF:2001 - Secure | RU#31 | hicserver2 | SECURITY SERVICES | Dell Computer | PowerEdge R-Series | PowerEdge R730 - 2.5 Inch Drive Bays | DELM602 | 501xx12 | 569382 |  | Apr 13 2015 1:57PM
Hillsboro | Hillsboro -> Data Hall -> POD2 -> BF2000 -> BF:2001 - Secure | BF:2001 - Secure | RU#29 | or1dra061 | DIRECTORY SERVICES | Dell Computer | PowerEdge R-Series | PowerEdge R730 - 3.5 Inch Drive Bays | DELM603 | 12PRB42 | 568805 |  | Jun 3 2015 3:22PM
Hillsboro | Hillsboro -> Data Hall -> POD2 -> BF2000 -> BF:2001 - Secure | BF:2001 - Secure | RU#27 | or1dra062 | DIRECTORY SERVICES | Dell Computer | PowerEdge R-Series | PowerEdge R730 - 3.5 Inch Drive Bays | DELM603 | 12PTB42 | 568806 |  | Jun 3 2015 3:23PM
Hillsboro | Hillsboro -> Data Hall -> POD2 -> BF2000 -> BF:2001 - Secure | BF:2001 - Secure | RU#25 | orpki-ws-cs6 |  | Dell Computer | PowerEdge R-Series | PowerEdge R730 - 3.5 Inch Drive Bays | DELM603 |  | 566169 |  | Nov 4 2015 2:34PM
Hillsboro | Hillsboro -> Data Hall -> POD2 -> BF2000 -> BF:2001 - Secure | BF:2001 - Secure | RU#23 | orpki-ws-cs5 |  | Dell Computer | PowerEdge R-Series | PowerEdge R730 - 3.5 Inch Drive Bays | DELM603 |  | 566168 |  | Nov 4 2015 2:34PM
Hillsboro | Hillsboro -> Data Hall -> POD2 -> BF2000 -> BF:2001 - Secure | BF:2001 - Secure | RU#21 | orpki-ws-cs4 |  | Dell Computer | PowerEdge R-Series | PowerEdge R730 - 3.5 Inch Drive Bays | DELM603 |  | 566167 |  | Nov 4 2015 2:34PM
Hillsboro | Hillsboro -> Data Hall -> POD2 -> BF2000 -> BF:2001 - Secure | BF:2001 - Secure | RU#19 | orpki-ws-cs3 |  | Dell Computer | PowerEdge R-Series | PowerEdge R730 - 3.5 Inch Drive Bays | DELM603 |  | 566166 |  | Nov 4 2015 2:34PM
Hillsboro | Hillsboro -> Data Hall -> POD2 -> BF2000 -> BF:2001 - Secure | BF:2001 - Secure | RU#17 | orpki-ws-cs2 |  | Dell Computer | PowerEdge R-Series | PowerEdge R730 - 3.5 Inch Drive Bays | DELM603 | DZW6W52 | 566165 |  | Nov 4 2015 2:34PM
Hillsboro | Hillsboro -> Data Hall -> POD2 -> BF2000 -> BF:2001 - Secure | BF:2001 - Secure | RU#15 | orpki-ws-cs1 |  | Dell Computer | PowerEdge R-Series | PowerEdge R730 - 3.5 Inch Drive Bays | DELM603 |  | 566164 |  | Nov 4 2015 2:34PM
Hillsboro | Hillsboro -> Data Hall -> POD2 -> BF2000 -> BF:2001 - Secure | BF:2001 - Secure | RU#13 | or1dra462 |  | Dell Computer | XC Series | XC630-10 | DELM919 | DFTG482 | 578190 |  | Apr 26 2016 12:30PM
Hillsboro | Hillsboro -> Data Hall -> POD2 -> BF2000 -> BF:2001 - Secure | BF:2001 - Secure | RU#12 | or1dra463 |  | Dell Computer | XC Series | XC630-10 | DELM919 | DFTJ482 | 578189 |  | Apr 26 2016 12:30PM
Hillsboro | Hillsboro -> Data Hall -> POD2 -> BF2000 -> BF:2001 - Secure | BF:2001 - Secure | RU#11 | or1dra464 |  | Dell Computer | XC Series | XC630-10 | DELM919 | DFTH482 | 578188 |  | Apr 26 2016 12:30PM
Hillsboro | Hillsboro -> Data Hall -> POD2 -> BF2000 -> BF:2001 - Secure | BF:2001 - Secure | RU#10 | or1dra465 |  | Dell Computer | PowerEdge R-Series | PowerEdge R630 - 8 Drive Bays - 2 Slot | DELM593 | GV99482 | 578197 |  | Apr 26 2016 12:30PM
Hillsboro | Hillsboro -> Data Hall -> POD2 -> BF2000 -> BF:2001 - Secure | BF:2001 - Secure | RU#01 | or1hds03 |  | Hitachi Data Systems | Unified Storage | Unified Storage 110 File Module | HDS254 | 717DF850-CBSSR90234064 | 569429 |  | Apr 12 2016 5:08PM
Hillsboro | Hillsboro -> Data Hall -> POD2 -> BF2000 -> BF:2001 - Secure | BF:2001 - Secure | InOutPlug#2 | rpc409B | DATA CENTER OPERATIONS | Server Technology | Sentry | CW-48V5Z454-A1P | SERV735 |  |  |  | Jun 4 2015 1:01PM
Hillsboro | Hillsboro -> Data Hall -> POD2 -> BF2000 -> BF:2001 - Secure | BF:2001 - Secure | InOutPlug#1 | rpc409A | DATA CENTER OPERATIONS | Server Technology | Sentry | CW-48V5Z454-A1P | SERV735 |  |  |  | Jun 4 2015 1:01PM
Hillsboro | Hillsboro -> Data Hall -> POD2 -> BF2000 -> BF:2002 | BF:2002 | InOutPlug#2 | rpc410B |  | Server Technology | Sentry | CW-48V5Z454-A1P | SERV735 |  |  |  | May 2 2016 12:16PM
Hillsboro | Hillsboro -> Data Hall -> POD2 -> BF2000 -> BF:2002 | BF:2002 | InOutPlug#1 | rpc410a |  | Server Technology | Sentry | CW-48V5Z454-A1P | SERV735 |  |  |  | May 2 2016 12:16PM
Hillsboro | Hillsboro -> Data Hall -> POD2 -> BF2000 -> BF:2003 | BF:2003 | RU#19 | or1hca010 |  | Hewlett-Packard | Integrity | AH352A | HEPR935 | SGH622WY3A | 582452 |  | Jul 28 2016 10:54AM
Hillsboro | Hillsboro -> Data Hall -> POD2 -> BF2000 -> BF:2003 | BF:2003 | RU#01 | or1hca014 |  | Hewlett-Packard | Integrity | AH352A | HEPR935 |  |  |  | May 3 2016 1:41PM
Hillsboro | Hillsboro -> Data Hall -> POD2 -> BF2000 -> BF:2003 | BF:2003 | InOutPlug#2 | rpc411B |  | Server Technology | Sentry | CW-48V5Z454-A1P | SERV735 |  |  |  | May 2 2016 12:16PM
Hillsboro | Hillsboro -> Data Hall -> POD2 -> BF2000 -> BF:2003 | BF:2003 | InOutPlug#1 | rpc411A |  | Server Technology | Sentry | CW-48V5Z454-A1P | SERV735 |  |  |  | May 2 2016 12:16PM
Hillsboro | Hillsboro -> Data Hall -> POD2 -> BF2000 -> BF:2004 | BF:2004 | RU#19 | or1hca013 |  | Hewlett-Packard | Integrity | AH352A | HEPR935 |  |  |  | May 3 2016 1:41PM
Hillsboro | Hillsboro -> Data Hall -> POD2 -> BF2000 -> BF:2004 | BF:2004 | RU#01 | or1hca012 |  | Hewlett-Packard | Integrity | AH352A | HEPR935 |  |  |  | May 3 2016 1:41PM
Hillsboro | Hillsboro -> Data Hall -> POD2 -> BF2000 -> BF:2004 | BF:2004 | InOutPlug#2 | rpc412B |  | Server Technology | Sentry | CW-48V5Z454-A1P | SERV735 |  |  |  | May 2 2016 12:16PM
Hillsboro | Hillsboro -> Data Hall -> POD2 -> BF2000 -> BF:2004 | BF:2004 | InOutPlug#1 | rpc412A |  | Server Technology | Sentry | CW-48V5Z454-A1P | SERV735 |  |  |  | May 2 2016 12:16PM
Hillsboro | Hillsboro -> Data Hall -> POD2 -> BF2000 -> BF:2005 | BF:2005 | RU#57 | or1-intp1bf2005ts01 |  | Cisco Systems | Nexus 9000 Series | N9K-C9372PX | CSSY717 |  |  |  | May 18 2016 4:51PM
Hillsboro | Hillsboro -> Data Hall -> POD2 -> BF2000 -> BF:2005 | BF:2005 | RU#56 | or1-intp1bf2005gs01 |  | Cisco Systems | Catalyst 4900 | WS-C4948E-F | CSCY593 | CAT1832S289 | 561543 |  | May 18 2016 4:51PM
Hillsboro | Hillsboro -> Data Hall -> POD2 -> BF2000 -> BF:2005 | BF:2005 | RU#20 | or1hca011 |  | Hewlett-Packard | Integrity | AH352A | HEPR935 |  |  |  | May 3 2016 1:41PM
Hillsboro | Hillsboro -> Data Hall -> POD2 -> BF2000 -> BF:2005 | BF:2005 | RU#02 | or1hca0009 |  | Hewlett-Packard | Integrity | AH352A | HEPR935 |  |  |  | May 2 2016 12:16PM
Hillsboro | Hillsboro -> Data Hall -> POD2 -> BF2000 -> BF:2005 | BF:2005 | InOutPlug#2 | rpc413B |  | Server Technology | Sentry | CW-48V5Z454-A1P | SERV735 |  |  |  | May 2 2016 12:16PM
Hillsboro | Hillsboro -> Data Hall -> POD2 -> BF2000 -> BF:2005 | BF:2005 | InOutPlug#1 | rpc413A |  | Server Technology | Sentry | CW-48V5Z454-A1P | SERV735 |  |  |  | May 2 2016 12:16PM
Hillsboro | Hillsboro -> Data Hall -> POD2 -> BF2000 -> BF:2006 | BF:2006 | RU#59 | idf 2u fiber patch |  | Ortronics | Fiber Rackmount Cabinets | OR-FC02U-M | ORTI271 |  |  |  | May 18 2016 4:51PM
Hillsboro | Hillsboro -> Data Hall -> POD2 -> BF2000 -> BF:2006 | BF:2006 | RU#57 | or1-intp1bf2006ts01 |  | Cisco Systems | Nexus 9000 Series | N9K-C9372PX | CSSY717 |  | 565631 |  | May 18 2016 4:51PM
Hillsboro | Hillsboro -> Data Hall -> POD2 -> BF2000 -> BF:2006 | BF:2006 | RU#55 | or1-intp1bf2006gs01 |  | Cisco Systems | Catalyst 4900 | WS-C4948E-F | CSCY593 | CAT1832S289 | 561542 |  | May 18 2016 4:51PM
Hillsboro | Hillsboro -> Data Hall -> POD2 -> BF2000 -> BF:2006 | BF:2006 | RU#20 | or1hca008 |  | Hewlett-Packard | Integrity | AH352A | HEPR935 |  |  |  | May 2 2016 12:16PM
Hillsboro | Hillsboro -> Data Hall -> POD2 -> BF2000 -> BF:2006 | BF:2006 | RU#02 | or1hca007 |  | Hewlett-Packard | Integrity | AH352A | HEPR935 |  |  |  | May 2 2016 12:16PM
Hillsboro | Hillsboro -> Data Hall -> POD2 -> BF2000 -> BF:2006 | BF:2006 | InOutPlug#2 | rpc414B |  | Server Technology | Sentry | CW-48V5Z454-A1P | SERV735 |  |  |  | May 2 2016 12:16PM
Hillsboro | Hillsboro -> Data Hall -> POD2 -> BF2000 -> BF:2006 | BF:2006 | InOutPlug#1 | rpc414A |  | Server Technology | Sentry | CW-48V5Z454-A1P | SERV735 |  |  |  | May 2 2016 12:16PM
Hillsboro | Hillsboro -> Data Hall -> POD2 -> BF2000 -> BF:2007 | BF:2007 | RU#19 | or1hca006 |  | Hewlett-Packard | Integrity | AH352A | HEPR935 |  |  |  | May 3 2016 1:40PM
Hillsboro | Hillsboro -> Data Hall -> POD2 -> BF2000 -> BF:2007 | BF:2007 | RU#01 | or1hca005 |  | Hewlett-Packard | Integrity | AH352A | HEPR935 |  |  |  | May 3 2016 1:40PM
Hillsboro | Hillsboro -> Data Hall -> POD2 -> BF2000 -> BF:2007 | BF:2007 | InOutPlug#2 | rpc415a |  | Server Technology | Sentry CW Series | CW-48V5Z454-A1P | SERV735 |  |  |  | May 2 2016 3:35PM
Hillsboro | Hillsboro -> Data Hall -> POD2 -> BF2000 -> BF:2007 | BF:2007 | InOutPlug#1 | rpc415b |  | Server Technology | Sentry CW Series | CW-48V5Z454-A1P | SERV735 |  |  |  | May 2 2016 3:35PM
Hillsboro | Hillsboro -> Data Hall -> POD2 -> BF2000 -> BF:2008 | BF:2008 | RU#57 | JG510A |  | Hewlett-Packard | HP 5900AF Switch Series | JG510A | HEPR686 |  |  |  | May 18 2016 5:23PM
Hillsboro | Hillsboro -> Data Hall -> POD2 -> BF2000 -> BF:2008 | BF:2008 | RU#56 | JG510A |  | Hewlett-Packard | HP 5900AF Switch Series | JG510A | HEPR686 |  |  |  | May 18 2016 5:23PM
Hillsboro | Hillsboro -> Data Hall -> POD2 -> BF2000 -> BF:2008 | BF:2008 | RU#02 | or1hcn005 |  | Hewlett-Packard | Integrity | AH337A Superdome 2 Enclosure | HEPR290 |  |  |  | May 2 2016 12:16PM
Hillsboro | Hillsboro -> Data Hall -> POD2 -> BF2000 -> BF:2008 | BF:2008 | InOutPlug#2 | rpc416B |  | Server Technology | Sentry | CW-48V5Z454-A1P | SERV735 |  |  |  | May 2 2016 12:16PM
Hillsboro | Hillsboro -> Data Hall -> POD2 -> BF2000 -> BF:2008 | BF:2008 | InOutPlug#1 | rpc416A |  | Server Technology | Sentry | CW-48V5Z454-A1P | SERV735 |  |  |  | May 2 2016 12:16PM
Hillsboro | Hillsboro -> Data Hall -> POD2 -> BF2000 -> BF:2009 | BF:2009 | RU#57 | JG510A |  | Hewlett-Packard | HP 5900AF Switch Series | JG510A | HEPR686 |  |  |  | May 18 2016 5:23PM
Hillsboro | Hillsboro -> Data Hall -> POD2 -> BF2000 -> BF:2009 | BF:2009 | RU#56 | JG510A |  | Hewlett-Packard | HP 5900AF Switch Series | JG510A | HEPR686 |  |  |  | May 18 2016 5:23PM
Hillsboro | Hillsboro -> Data Hall -> POD2 -> BF2000 -> BF:2009 | BF:2009 | RU#02 | or1hcn004 |  | Hewlett-Packard | Integrity | AH337A Superdome 2 Enclosure | HEPR290 |  |  |  | May 2 2016 12:16PM
Hillsboro | Hillsboro -> Data Hall -> POD2 -> BF2000 -> BF:2009 | BF:2009 | InOutPlug#2 | rpc417B |  | Server Technology | Sentry | CW-48V5Z454-A1P | SERV735 |  |  |  | May 2 2016 12:16PM
Hillsboro | Hillsboro -> Data Hall -> POD2 -> BF2000 -> BF:2009 | BF:2009 | InOutPlug#1 | rpc417A |  | Server Technology | Sentry | CW-48V5Z454-A1P | SERV735 |  |  |  | May 2 2016 12:16PM
Hillsboro | Hillsboro -> Data Hall -> POD2 -> BF2000 -> BF:2010 | BF:2010 | RU#57 | JG510A |  | Hewlett-Packard | HP 5900AF Switch Series | JG510A | HEPR686 |  |  |  | May 18 2016 5:23PM
Hillsboro | Hillsboro -> Data Hall -> POD2 -> BF2000 -> BF:2010 | BF:2010 | RU#56 | JG510A |  | Hewlett-Packard | HP 5900AF Switch Series | JG510A | HEPR686 |  |  |  | May 18 2016 5:23PM
Hillsboro | Hillsboro -> Data Hall -> POD2 -> BF2000 -> BF:2010 | BF:2010 | RU#02 | or1hcn003 |  | Hewlett-Packard | Integrity | AH337A Superdome 2 Enclosure | HEPR290 |  |  |  | May 2 2016 12:16PM
Hillsboro | Hillsboro -> Data Hall -> POD2 -> BF2000 -> BF:2010 | BF:2010 | InOutPlug#2 | rpc418B |  | Server Technology | Sentry | CW-48V5Z454-A1P | SERV735 |  |  |  | May 2 2016 12:16PM
Hillsboro | Hillsboro -> Data Hall -> POD2 -> BF2000 -> BF:2010 | BF:2010 | InOutPlug#1 | rpc418A |  | Server Technology | Sentry | CW-48V5Z454-A1P | SERV735 |  |  |  | May 2 2016 12:16PM
Hillsboro | Hillsboro -> Data Hall -> POD2 -> BF2000 -> BF:2011 | BF:2011 | RU#57 | JG510A |  | Hewlett-Packard | HP 5900AF Switch Series | JG510A | HEPR686 |  |  |  | May 18 2016 5:23PM
Hillsboro | Hillsboro -> Data Hall -> POD2 -> BF2000 -> BF:2011 | BF:2011 | RU#56 | JG510A |  | Hewlett-Packard | HP 5900AF Switch Series | JG510A | HEPR686 |  |  |  | May 18 2016 5:23PM
Hillsboro | Hillsboro -> Data Hall -> POD2 -> BF2000 -> BF:2011 | BF:2011 | RU#02 | or1hcn002 |  | Hewlett-Packard | Integrity | AH337A Superdome 2 Enclosure | HEPR290 |  |  |  | May 2 2016 12:16PM
Hillsboro | Hillsboro -> Data Hall -> POD2 -> BF2000 -> BF:2011 | BF:2011 | InOutPlug#2 | rpc419B |  | Server Technology | Sentry | CW-48V5Z454-A1P | SERV735 |  |  |  | May 2 2016 12:16PM
Hillsboro | Hillsboro -> Data Hall -> POD2 -> BF2000 -> BF:2011 | BF:2011 | InOutPlug#1 | rpc419A |  | Server Technology | Sentry | CW-48V5Z454-A1P | SERV735 |  |  |  | May 2 2016 12:16PM
Hillsboro | Hillsboro -> Data Hall -> POD2 -> BF2000 -> BF:2012 | BF:2012 | RU#57 | JG510A |  | Hewlett-Packard | HP 5900AF Switch Series | JG510A | HEPR686 |  |  |  | May 18 2016 5:23PM
Hillsboro | Hillsboro -> Data Hall -> POD2 -> BF2000 -> BF:2012 | BF:2012 | RU#56 | JG510A |  | Hewlett-Packard | HP 5900AF Switch Series | JG510A | HEPR686 |  |  |  | May 18 2016 5:23PM
Hillsboro | Hillsboro -> Data Hall -> POD2 -> BF2000 -> BF:2012 | BF:2012 | RU#02 | or1hcn001 |  | Hewlett-Packard | Integrity | AH337A Superdome 2 Enclosure | HEPR290 |  |  |  | May 2 2016 12:16PM
Hillsboro | Hillsboro -> Data Hall -> POD2 -> BF2000 -> BF:2012 | BF:2012 | InOutPlug#2 | rpc420B |  | Server Technology | Sentry | CW-48V5Z454-A1P | SERV735 |  |  |  | May 2 2016 12:16PM
Hillsboro | Hillsboro -> Data Hall -> POD2 -> BF2000 -> BF:2012 | BF:2012 | InOutPlug#1 | rpc420A |  | Server Technology | Sentry | CW-48V5Z454-A1P | SERV735 |  |  |  | May 2 2016 12:16PM
Hillsboro | Hillsboro -> Data Hall -> POD3 -> BE3000 -> BE:3001 | BE:3001 | RU#58 | or1-intp1be3001ts01 | NETWORK SERVICES | Cisco Systems | Nexus 9000 Series | N9K-C9372PX | CSSY717 | SAL18391J3V | 565608 |  | Jun 23 2015 5:47PM
Hillsboro | Hillsboro -> Data Hall -> POD3 -> BE3000 -> BE:3001 | BE:3001 | RU#56 | or1-intp1be3001gs01 | NETWORK SERVICES | Cisco Systems | Catalyst 4900 | WS-C4948E-F | CSCY593 | CAT1829S8F3 | 565665 |  | Jun 23 2015 5:47PM
Hillsboro | Hillsboro -> Data Hall -> POD3 -> BE3000 -> BE:3001 | BE:3001 | RU#09 | or1isi303 | STORAGE SERVICES | Isilon Systems | NL-Series | NL400 | ISLN051 | SN400-201452-0098 | 565779 |  | Jun 3 2015 4:31PM
Hillsboro | Hillsboro -> Data Hall -> POD3 -> BE3000 -> BE:3001 | BE:3001 | RU#05 | or1isi302 | STORAGE SERVICES | Isilon Systems | NL-Series | NL400 | ISLN051 | SN400-201452-0097 | 565778 |  | Jun 3 2015 4:31PM
Hillsboro | Hillsboro -> Data Hall -> POD3 -> BE3000 -> BE:3001 | BE:3001 | RU#01 | or1isi301 | STORAGE SERVICES | Isilon Systems | NL-Series | NL400 | ISLN051 | SN400-201452-0096 | 565777 |  | Jun 3 2015 4:30PM
Hillsboro | Hillsboro -> Data Hall -> POD3 -> BE3000 -> BE:3001 | BE:3001 | InOutPlug#2 | rpc385B | DATA CENTER OPERATIONS | Server Technology | Sentry | CW-48V5Z454-A1P | SERV735 |  |  |  | Jun 9 2015 4:20PM
Hillsboro | Hillsboro -> Data Hall -> POD3 -> BE3000 -> BE:3001 | BE:3001 | InOutPlug#1 | rpc385A | DATA CENTER OPERATIONS | Server Technology | Sentry | CW-48V5Z454-A1P | SERV735 |  |  |  | Jun 9 2015 4:20PM
Hillsboro | Hillsboro -> Data Hall -> POD3 -> BE3000 -> BE:3002 | BE:3002 | RU#58 | or1-intp1be3002ts01 | NETWORK SERVICES | Cisco Systems | Nexus 9000 Series | N9K-C9372PX | CSSY717 | SAL18380V23 | 565609 |  | Jun 23 2015 5:47PM
Hillsboro | Hillsboro -> Data Hall -> POD3 -> BE3000 -> BE:3002 | BE:3002 | RU#56 | or1-intp1be3002gs01 | NETWORK SERVICES | Cisco Systems | Catalyst 4900 | WS-C4948E-F | CSCY593 | CAT1832S2HM | 565660 |  | Jun 23 2015 5:47PM
Hillsboro | Hillsboro -> Data Hall -> POD3 -> BE3000 -> BE:3002 | BE:3002 | InOutPlug#2 | rpc386B | DATA CENTER OPERATIONS | Server Technology | Sentry | CW-48V5Z454-A1P | SERV735 |  |  |  | Jun 9 2015 1:44PM
Hillsboro | Hillsboro -> Data Hall -> POD3 -> BE3000 -> BE:3002 | BE:3002 | InOutPlug#1 | rpc386A | DATA CENTER OPERATIONS | Server Technology | Sentry | CW-48V5Z454-A1P | SERV735 |  |  |  | Jun 9 2015 1:44PM
Hillsboro | Hillsboro -> Data Hall -> POD3 -> BE3000 -> BE:3003 - Hadoop | BE:3003 - Hadoop | RU#58 | 0r1-intp1hadbe3003ts01 |  | Cisco Systems | Nexus 9000 Series | N9K-C9372PX-E | CIST197 | sal1949udu8 | 581514 |  | Feb 3 2016 2:27PM
Hillsboro | Hillsboro -> Data Hall -> POD3 -> BE3000 -> BE:3003 - Hadoop | BE:3003 - Hadoop | RU#56 | or1-intp1be3003gs01 |  | Cisco Systems | Catalyst 4900 | WS-C4948E-F | CSCY593 | CAT1944S7UJ | 581515 |  | Feb 3 2016 2:27PM
Hillsboro | Hillsboro -> Data Hall -> POD3 -> BE3000 -> BE:3003 - Hadoop | BE:3003 - Hadoop | RU#51 | or1prodhdp005 |  | Dell Computer | PowerEdge R-Series | PowerEdge R730xd - 3.5 Inch Drive Bays | DELM607 |  | 562151 |  | May 2 2016 4:13PM
Hillsboro | Hillsboro -> Data Hall -> POD3 -> BE3000 -> BE:3003 - Hadoop | BE:3003 - Hadoop | RU#49 | or1prodhdp013 |  | Dell Computer | PowerEdge R-Series | PowerEdge R730xd - 3.5 Inch Drive Bays | DELM607 |  | 562152 |  | May 2 2016 4:15PM
Hillsboro | Hillsboro -> Data Hall -> POD3 -> BE3000 -> BE:3003 - Hadoop | BE:3003 - Hadoop | RU#47 | or1prodhdp017 |  | Dell Computer | PowerEdge R-Series | PowerEdge R730xd - 3.5 Inch Drive Bays | DELM607 |  | 562201 |  | May 2 2016 4:15PM
Hillsboro | Hillsboro -> Data Hall -> POD3 -> BE3000 -> BE:3003 - Hadoop | BE:3003 - Hadoop | RU#45 | or1prodhdp025 |  | Dell Computer | PowerEdge R-Series | PowerEdge R730xd - 3.5 Inch Drive Bays | DELM607 |  | 562202 |  | May 2 2016 4:17PM
Hillsboro | Hillsboro -> Data Hall -> POD3 -> BE3000 -> BE:3003 - Hadoop | BE:3003 - Hadoop | RU#43 | or1prodhdp033 |  | Dell Computer | PowerEdge R-Series | PowerEdge R730xd - 3.5 Inch Drive Bays | DELM607 |  | 562203 |  | May 2 2016 4:18PM
Hillsboro | Hillsboro -> Data Hall -> POD3 -> BE3000 -> BE:3003 - Hadoop | BE:3003 - Hadoop | RU#41 | or1prodhdp041 |  | Dell Computer | PowerEdge R-Series | PowerEdge R730xd - 3.5 Inch Drive Bays | DELM607 |  | 562204 |  | May 2 2016 4:19PM
Hillsboro | Hillsboro -> Data Hall -> POD3 -> BE3000 -> BE:3003 - Hadoop | BE:3003 - Hadoop | RU#39 | or1prodapp001 |  | Dell Computer | PowerEdge R-Series | PowerEdge R730xd - 3.5 Inch Drive Bays | DELM607 | JG0DFB2 | 579557 | Drac ip 10.50.13.216 | May 26 2016 1:32PM
Hillsboro | Hillsboro -> Data Hall -> POD3 -> BE3000 -> BE:3003 - Hadoop | BE:3003 - Hadoop | InOutPlug#2 | rpc387B | DATA CENTER OPERATIONS | Server Technology | Sentry | CW-48V5Z454-A1P | SERV735 |  |  |  | Jun 9 2015 1:44PM
Hillsboro | Hillsboro -> Data Hall -> POD3 -> BE3000 -> BE:3003 - Hadoop | BE:3003 - Hadoop | InOutPlug#1 | rpc387A | DATA CENTER OPERATIONS | Server Technology | Sentry | CW-48V5Z454-A1P | SERV735 |  |  |  | Jun 9 2015 1:44PM
Hillsboro | Hillsboro -> Data Hall -> POD3 -> BE3000 -> BE:3004 - Hadoop | BE:3004 - Hadoop | RU#59 | or1bf1004 |  | Brocade Communications Systems | Switches | 6520 | BROC607 |  | 568740 |  | May 18 2016 6:11PM
Hillsboro | Hillsboro -> Data Hall -> POD3 -> BE3000 -> BE:3004 - Hadoop | BE:3004 - Hadoop | RU#51 | or1prodhdp006 |  | Dell Computer | PowerEdge R-Series | PowerEdge R730xd - 3.5 Inch Drive Bays | DELM607 |  | 562205 |  | May 2 2016 4:14PM
Hillsboro | Hillsboro -> Data Hall -> POD3 -> BE3000 -> BE:3004 - Hadoop | BE:3004 - Hadoop | RU#49 | or1prodhdp014 |  | Dell Computer | PowerEdge R-Series | PowerEdge R730xd - 3.5 Inch Drive Bays | DELM607 |  | 562206 |  | May 2 2016 4:15PM
Hillsboro | Hillsboro -> Data Hall -> POD3 -> BE3000 -> BE:3004 - Hadoop | BE:3004 - Hadoop | RU#47 | or1prodhdp018 |  | Dell Computer | PowerEdge R-Series | PowerEdge R730xd - 3.5 Inch Drive Bays | DELM607 |  | 562207 |  | May 2 2016 4:15PM
Hillsboro | Hillsboro -> Data Hall -> POD3 -> BE3000 -> BE:3004 - Hadoop | BE:3004 - Hadoop | RU#45 | or1prodhdp026 |  | Dell Computer | PowerEdge R-Series | PowerEdge R730xd - 3.5 Inch Drive Bays | DELM607 |  | 562208 |  | May 2 2016 4:17PM
Hillsboro | Hillsboro -> Data Hall -> POD3 -> BE3000 -> BE:3004 - Hadoop | BE:3004 - Hadoop | RU#43 | or1prodhdp034 |  | Dell Computer | PowerEdge R-Series | PowerEdge R730xd - 3.5 Inch Drive Bays | DELM607 |  | 562209 |  | May 2 2016 4:18PM
Hillsboro | Hillsboro -> Data Hall -> POD3 -> BE3000 -> BE:3004 - Hadoop | BE:3004 - Hadoop | RU#41 | or1prodhdp042 |  | Dell Computer | PowerEdge R-Series | PowerEdge R730xd - 3.5 Inch Drive Bays | DELM607 |  | 562210 |  | May 2 2016 4:19PM
Hillsboro | Hillsboro -> Data Hall -> POD3 -> BE3000 -> BE:3004 - Hadoop | BE:3004 - Hadoop | InOutPlug#2 | rpc388B | DATA CENTER OPERATIONS | Server Technology | Sentry | CW-48V5Z454-A1P | SERV735 |  |  |  | Jun 9 2015 1:45PM
Hillsboro | Hillsboro -> Data Hall -> POD3 -> BE3000 -> BE:3004 - Hadoop | BE:3004 - Hadoop | InOutPlug#1 | rpc388A | DATA CENTER OPERATIONS | Server Technology | Sentry | CW-48V5Z454-A1P | SERV735 |  |  |  | Jun 9 2015 1:45PM
Hillsboro | Hillsboro -> Data Hall -> POD3 -> BE3000 -> BE:3005 - Hadoop | BE:3005 - Hadoop | RU#58 | 0r1-intp1hadbe3005ts01 |  | Cisco Systems | Nexus 9000 Series | N9K-C9372PX-E | CIST197 | sal1948u343 | 581516 |  | Feb 3 2016 2:27PM
Hillsboro | Hillsboro -> Data Hall -> POD3 -> BE3000 -> BE:3005 - Hadoop | BE:3005 - Hadoop | RU#56 | or1-intp1be3005gs01 |  | Cisco Systems | Catalyst 4900 | WS-C4948E-F | CSCY593 | CAT1944S7V1 | 581517 |  | Feb 3 2016 2:27PM
Hillsboro | Hillsboro -> Data Hall -> POD3 -> BE3000 -> BE:3005 - Hadoop | BE:3005 - Hadoop | RU#51 | or1prodhdp007 |  | Dell Computer | PowerEdge R-Series | PowerEdge R730xd - 3.5 Inch Drive Bays | DELM607 |  | 562153 |  | May 2 2016 4:14PM
Hillsboro | Hillsboro -> Data Hall -> POD3 -> BE3000 -> BE:3005 - Hadoop | BE:3005 - Hadoop | RU#47 | or1prodhdp019 |  | Dell Computer | PowerEdge R-Series | PowerEdge R730xd - 3.5 Inch Drive Bays | DELM607 |  | 562211 |  | May 2 2016 4:16PM
Hillsboro | Hillsboro -> Data Hall -> POD3 -> BE3000 -> BE:3005 - Hadoop | BE:3005 - Hadoop | RU#45 | or1prodhdp027 |  | Dell Computer | PowerEdge R-Series | PowerEdge R730xd - 3.5 Inch Drive Bays | DELM607 |  | 562212 |  | May 2 2016 4:17PM
Hillsboro | Hillsboro -> Data Hall -> POD3 -> BE3000 -> BE:3005 - Hadoop | BE:3005 - Hadoop | RU#43 | or1prodhdp035 |  | Dell Computer | PowerEdge R-Series | PowerEdge R730xd - 3.5 Inch Drive Bays | DELM607 |  | 562213 |  | May 2 2016 4:18PM
Hillsboro | Hillsboro -> Data Hall -> POD3 -> BE3000 -> BE:3005 - Hadoop | BE:3005 - Hadoop | RU#41 | or1prodhdp043 |  | Dell Computer | PowerEdge R-Series | PowerEdge R730xd - 3.5 Inch Drive Bays | DELM607 |  | 562214 |  | May 2 2016 4:19PM
Hillsboro | Hillsboro -> Data Hall -> POD3 -> BE3000 -> BE:3005 - Hadoop | BE:3005 - Hadoop | InOutPlug#2 | rpc389B | DATA CENTER OPERATIONS | Server Technology | Sentry | CW-48V5Z454-A1P | SERV735 |  |  |  | Jun 9 2015 1:45PM
Hillsboro | Hillsboro -> Data Hall -> POD3 -> BE3000 -> BE:3005 - Hadoop | BE:3005 - Hadoop | InOutPlug#1 | rpc389A | DATA CENTER OPERATIONS | Server Technology | Sentry | CW-48V5Z454-A1P | SERV735 |  |  |  | Jun 9 2015 1:45PM
Hillsboro | Hillsboro -> Data Hall -> POD3 -> BE3000 -> BE:3006 - Hadoop | BE:3006 - Hadoop | RU#59 | idf 2u fiber patch |  | Ortronics | Fiber Rackmount Cabinets | OR-FC02U-M | ORTI271 |  |  |  | May 18 2016 6:11PM
Hillsboro | Hillsboro -> Data Hall -> POD3 -> BE3000 -> BE:3006 - Hadoop | BE:3006 - Hadoop | RU#53 | idf 2u 48 port copper patch |  | Generic Patch Panel Icons | Patch Panel | 48-Port Patch Panel | PP004 |  |  |  | May 18 2016 6:11PM
Hillsboro | Hillsboro -> Data Hall -> POD3 -> BE3000 -> BE:3006 - Hadoop | BE:3006 - Hadoop | RU#51 | or1prodhdp008 |  | Dell Computer | PowerEdge R-Series | PowerEdge R730xd - 3.5 Inch Drive Bays | DELM607 |  | 562154 |  | May 2 2016 4:14PM
Hillsboro | Hillsboro -> Data Hall -> POD3 -> BE3000 -> BE:3006 - Hadoop | BE:3006 - Hadoop | RU#47 | or1prodhdp020 |  | Dell Computer | PowerEdge R-Series | PowerEdge R730xd - 3.5 Inch Drive Bays | DELM607 |  | 581501 |  | May 2 2016 4:16PM
Hillsboro | Hillsboro -> Data Hall -> POD3 -> BE3000 -> BE:3006 - Hadoop | BE:3006 - Hadoop | RU#45 | or1prodhdp028 |  | Dell Computer | PowerEdge R-Series | PowerEdge R730xd - 3.5 Inch Drive Bays | DELM607 |  | 562215 |  | May 2 2016 4:17PM
Hillsboro | Hillsboro -> Data Hall -> POD3 -> BE3000 -> BE:3006 - Hadoop | BE:3006 - Hadoop | RU#43 | or1prodhdp036 |  | Dell Computer | PowerEdge R-Series | PowerEdge R730xd - 3.5 Inch Drive Bays | DELM607 |  | 562216 |  | May 2 2016 4:18PM
Hillsboro | Hillsboro -> Data Hall -> POD3 -> BE3000 -> BE:3006 - Hadoop | BE:3006 - Hadoop | RU#41 | or1prodhdp044 |  | Dell Computer | PowerEdge R-Series | PowerEdge R730xd - 3.5 Inch Drive Bays | DELM607 |  | 562217 |  | May 2 2016 4:20PM
Hillsboro | Hillsboro -> Data Hall -> POD3 -> BE3000 -> BE:3006 - Hadoop | BE:3006 - Hadoop | InOutPlug#2 | rpc390B | DATA CENTER OPERATIONS | Server Technology | Sentry | CW-48V5Z454-A1P | SERV735 |  |  |  | Jun 9 2015 1:45PM
Hillsboro | Hillsboro -> Data Hall -> POD3 -> BE3000 -> BE:3006 - Hadoop | BE:3006 - Hadoop | InOutPlug#1 | rpc390A | DATA CENTER OPERATIONS | Server Technology | Sentry | CW-48V5Z454-A1P | SERV735 |  |  |  | Jun 9 2015 1:45PM
Hillsboro | Hillsboro -> Data Hall -> POD3 -> BE3000 -> BE:3007 | BE:3007 | RU#59 | idf 2u fiber patch |  | Ortronics | Fiber Rackmount Cabinets | OR-FC02U-M | ORTI271 |  |  |  | May 18 2016 6:11PM
Hillsboro | Hillsboro -> Data Hall -> POD3 -> BE3000 -> BE:3007 | BE:3007 | InOutPlug#2 | rpc391B | DATA CENTER OPERATIONS | Server Technology | Sentry | CW-48V5Z454-A1P | SERV735 |  |  |  | Jun 9 2015 1:45PM
Hillsboro | Hillsboro -> Data Hall -> POD3 -> BE3000 -> BE:3007 | BE:3007 | InOutPlug#1 | rpc391A | DATA CENTER OPERATIONS | Server Technology | Sentry | CW-48V5Z454-A1P | SERV735 |  |  |  | Jun 9 2015 1:45PM
Hillsboro | Hillsboro -> Data Hall -> POD3 -> BE3000 -> BE:3008 | BE:3008 | RU#58 | OR1_BE3008_CON01 | DATA CENTER OPERATIONS | Raritan Computer | Dominion SX | DSXA-48-AC | RCI175 | WAI4B00033 | 565703 |  | Jun 23 2015 6:08PM
Hillsboro | Hillsboro -> Data Hall -> POD3 -> BE3000 -> BE:3008 | BE:3008 | InOutPlug#2 | rpc392B | DATA CENTER OPERATIONS | Server Technology | Sentry | CW-48V5Z454-A1P | SERV735 |  |  |  | Jun 9 2015 1:45PM
Hillsboro | Hillsboro -> Data Hall -> POD3 -> BE3000 -> BE:3008 | BE:3008 | InOutPlug#1 | rpc392A | DATA CENTER OPERATIONS | Server Technology | Sentry | CW-48V5Z454-A1P | SERV735 |  |  |  | Jun 9 2015 1:45PM
Hillsboro | Hillsboro -> Data Hall -> POD3 -> BE3000 -> BE:3009 - DMZ | BE:3009 - DMZ | RU#59 | or1bf2004 |  | Brocade Communications Systems | Switches | 6520 | BROC607 |  | 568736 |  | May 18 2016 6:11PM
Hillsboro | Hillsboro -> Data Hall -> POD3 -> BE3000 -> BE:3009 - DMZ | BE:3009 - DMZ | RU#57 | or1-dmzp1be3009ts01 | NETWORK SERVICES | Cisco Systems | Nexus 9000 Series | N9K-C9372PX | CSSY717 | SAL18391J3A | 565624 |  | Jun 23 2015 5:46PM
Hillsboro | Hillsboro -> Data Hall -> POD3 -> BE3000 -> BE:3009 - DMZ | BE:3009 - DMZ | RU#56 | or1-dmzp1be3009gs01 | NETWORK SERVICES | Cisco Systems | Catalyst 4900 | WS-C4948E-F | CSCY593 | CAT1832S2EH | 565641 |  | Jun 23 2015 5:46PM
Hillsboro | Hillsboro -> Data Hall -> POD3 -> BE3000 -> BE:3009 - DMZ | BE:3009 - DMZ | RU#05 | or1isi003 | STORAGE SERVICES | EMC | Isilon S Series | S210 | EMCC870 | SS210-301449-0152 | 565784 |  | Jun 3 2015 4:39PM
Hillsboro | Hillsboro -> Data Hall -> POD3 -> BE3000 -> BE:3009 - DMZ | BE:3009 - DMZ | RU#03 | or1isi002 | STORAGE SERVICES | EMC | Isilon S Series | S210 | EMCC870 | SS210-301452-0316 | 565783 |  | Jun 3 2015 4:39PM
Hillsboro | Hillsboro -> Data Hall -> POD3 -> BE3000 -> BE:3009 - DMZ | BE:3009 - DMZ | RU#01 | or1isi001 | STORAGE SERVICES | EMC | Isilon S Series | S210 | EMCC870 | SS210-301452-0313 | 565782 |  | Jun 3 2015 4:39PM
Hillsboro | Hillsboro -> Data Hall -> POD3 -> BE3000 -> BE:3009 - DMZ | BE:3009 - DMZ | InOutPlug#2 | rpc393B | DATA CENTER OPERATIONS | Server Technology | Sentry | CW-48V5Z454-A1P | SERV735 |  |  |  | Jun 9 2015 4:22PM
Hillsboro | Hillsboro -> Data Hall -> POD3 -> BE3000 -> BE:3009 - DMZ | BE:3009 - DMZ | InOutPlug#1 | rpc393A | DATA CENTER OPERATIONS | Server Technology | Sentry | CW-48V5Z454-A1P | SERV735 |  |  |  | Jun 9 2015 4:21PM
Hillsboro | Hillsboro -> Data Hall -> POD3 -> BE3000 -> BE:3010 - DMZ | BE:3010 - DMZ | RU#58 | or1-dmzp1be3010ts01 | NETWORK SERVICES | Cisco Systems | Nexus 9000 Series | N9K-C9372PX | CSSY717 | SAL18391J3H | 565625 |  | Jun 23 2015 5:46PM
Hillsboro | Hillsboro -> Data Hall -> POD3 -> BE3000 -> BE:3010 - DMZ | BE:3010 - DMZ | RU#56 | or1-dmzp1be3010gs01 | NETWORK SERVICES | Cisco Systems | Catalyst 4900 | WS-C4948E-F | CSCY593 | CAT1832S2DR | 565651 |  | Jun 23 2015 5:46PM
Hillsboro | Hillsboro -> Data Hall -> POD3 -> BE3000 -> BE:3010 - DMZ | BE:3010 - DMZ | InOutPlug#2 | rpc394B | DATA CENTER OPERATIONS | Server Technology | Sentry | CW-48V5Z454-A1P | SERV735 |  |  |  | Jun 9 2015 1:46PM
Hillsboro | Hillsboro -> Data Hall -> POD3 -> BE3000 -> BE:3010 - DMZ | BE:3010 - DMZ | InOutPlug#1 | rpc394A | DATA CENTER OPERATIONS | Server Technology | Sentry | CW-48V5Z454-A1P | SERV735 |  |  |  | Jun 9 2015 1:46PM
Hillsboro | Hillsboro -> Data Hall -> POD3 -> BE3000 -> BE:3011 - DMZ | BE:3011 - DMZ | RU#58 | or1-dmzp1be3011ts01 | NETWORK SERVICES | Cisco Systems | Nexus 9000 Series | N9K-C9372PX | CSSY717 | SAL18380V3F | 565628 |  | Jun 23 2015 5:46PM
Hillsboro | Hillsboro -> Data Hall -> POD3 -> BE3000 -> BE:3011 - DMZ | BE:3011 - DMZ | RU#56 | or1-dmzp1be3011gs01 | NETWORK SERVICES | Cisco Systems | Catalyst 4900 | WS-C4948E-F | CSCY593 | CAT1832S28Z | 565659 |  | Jun 23 2015 5:46PM
Hillsboro | Hillsboro -> Data Hall -> POD3 -> BE3000 -> BE:3011 - DMZ | BE:3011 - DMZ | RU#01 | or1ibp005 |  | IBM | Power 8 Series | 8286-42A | IBMR374 | 215F00W | 561582 |  | Apr 19 2016 4:54PM
Hillsboro | Hillsboro -> Data Hall -> POD3 -> BE3000 -> BE:3011 - DMZ | BE:3011 - DMZ | InOutPlug#2 | rpc395B | DATA CENTER OPERATIONS | Server Technology | Sentry | CW-48V5Z454-A1P | SERV735 |  |  |  | Jun 9 2015 1:46PM
Hillsboro | Hillsboro -> Data Hall -> POD3 -> BE3000 -> BE:3011 - DMZ | BE:3011 - DMZ | InOutPlug#1 | rpc395A | DATA CENTER OPERATIONS | Server Technology | Sentry | CW-48V5Z454-A1P | SERV735 |  |  |  | Jun 9 2015 1:46PM
Hillsboro | Hillsboro -> Data Hall -> POD3 -> BE3000 -> BE:3012 - DMZ | BE:3012 - DMZ | RU#58 | or1-dmzp1be3012ts01 | NETWORK SERVICES | Cisco Systems | Nexus 9000 Series | N9K-C9372PX | CSSY717 | SAL18380V2S | 565629 |  | Jun 23 2015 5:46PM
Hillsboro | Hillsboro -> Data Hall -> POD3 -> BE3000 -> BE:3012 - DMZ | BE:3012 - DMZ | RU#56 | or1-dmzp1be3012gs01 | NETWORK SERVICES | Cisco Systems | Catalyst 4900 | WS-C4948E-F | CSCY593 | CAT1832S29R | 565654 |  | Jun 23 2015 5:46PM
Hillsboro | Hillsboro -> Data Hall -> POD3 -> BE3000 -> BE:3012 - DMZ | BE:3012 - DMZ | RU#19 | or1dra016 | VPT | Dell Computer | PowerEdge R-Series | PowerEdge R730 - 3.5 Inch Drive Bays | DELM603 | 7T86942 | 565821 |  | Jun 3 2015 4:52PM
Hillsboro | Hillsboro -> Data Hall -> POD3 -> BE3000 -> BE:3012 - DMZ | BE:3012 - DMZ | RU#17 | or1dra015 | VPT | Dell Computer | PowerEdge R-Series | PowerEdge R730 - 3.5 Inch Drive Bays | DELM603 | 7T86942 | 565820 |  | Jun 3 2015 4:52PM
Hillsboro | Hillsboro -> Data Hall -> POD3 -> BE3000 -> BE:3012 - DMZ | BE:3012 - DMZ | RU#15 | or1dra014 | VPT | Dell Computer | PowerEdge R-Series | PowerEdge R730 - 3.5 Inch Drive Bays | DELM603 | 7T93942 | 565819 |  | Jun 3 2015 4:52PM
Hillsboro | Hillsboro -> Data Hall -> POD3 -> BE3000 -> BE:3012 - DMZ | BE:3012 - DMZ | RU#13 | or1dra013 | VPT | Dell Computer | PowerEdge R-Series | PowerEdge R730 - 3.5 Inch Drive Bays | DELM603 | 7TB2942 | 565818 |  | Jun 3 2015 4:52PM
Hillsboro | Hillsboro -> Data Hall -> POD3 -> BE3000 -> BE:3012 - DMZ | BE:3012 - DMZ | RU#11 | or1dra012 | VPT | Dell Computer | PowerEdge R-Series | PowerEdge R730 - 3.5 Inch Drive Bays | DELM603 | 7T94942 | 565817 |  | Jun 3 2015 4:52PM
Hillsboro | Hillsboro -> Data Hall -> POD3 -> BE3000 -> BE:3012 - DMZ | BE:3012 - DMZ | RU#01 | or1hca004 | VPT | Hewlett-Packard | C-Class | C7000 (16 Half-Height Singles) | HEPR378 | USE509LD52 | 568699 |  | Jun 3 2015 4:52PM
Hillsboro | Hillsboro -> Data Hall -> POD3 -> BE3000 -> BE:3012 - DMZ | BE:3012 - DMZ | InOutPlug#2 | rpc396B | DATA CENTER OPERATIONS | Server Technology | Sentry | CW-48V5Z454-A1P | SERV735 |  |  |  | Jun 9 2015 4:22PM
Hillsboro | Hillsboro -> Data Hall -> POD3 -> BE3000 -> BE:3012 - DMZ | BE:3012 - DMZ | InOutPlug#1 | rpc396A | DATA CENTER OPERATIONS | Server Technology | Sentry | CW-48V5Z454-A1P | SERV735 |  |  |  | Jun 9 2015 4:22PM
Hillsboro | Hillsboro -> Data Hall -> POD3 -> BF3000 - Internal -> BF:3001 | BF:3001 | RU#57 | or1-intp1bf3001ts01 | NETWORK SERVICES | Cisco Systems | Nexus 9000 Series | N9K-C9372PX | CSSY717 | SAL18380V1L | 565610 |  | Jun 23 2015 5:47PM
Hillsboro | Hillsboro -> Data Hall -> POD3 -> BF3000 - Internal -> BF:3001 | BF:3001 | RU#55 | or1-intp1bf3001gs01 | NETWORK SERVICES | Cisco Systems | Catalyst 4900 | WS-C4948E-F | CSCY593 | CAT1832S29K | 565656 |  | Jun 3 2015 5:35PM
Hillsboro | Hillsboro -> Data Hall -> POD3 -> BF3000 - Internal -> BF:3001 | BF:3001 | RU#51 | or1dra004 | VPT | Dell Computer | PowerEdge R-Series | PowerEdge R730 - 3.5 Inch Drive Bays | DELM603 | 7T91942 | 565809 |  | Jun 3 2015 5:39PM
Hillsboro | Hillsboro -> Data Hall -> POD3 -> BF3000 - Internal -> BF:3001 | BF:3001 | RU#49 | or1dra005 | VPT | Dell Computer | PowerEdge R-Series | PowerEdge R730 - 3.5 Inch Drive Bays | DELM603 | 7T92942 | 565810 |  | Jun 3 2015 5:41PM
Hillsboro | Hillsboro -> Data Hall -> POD3 -> BF3000 - Internal -> BF:3001 | BF:3001 | RU#47 | or1dra006 | VPT | Dell Computer | PowerEdge R-Series | PowerEdge R730 - 3.5 Inch Drive Bays | DELM603 | 7TB1942 | 565811 |  | Jun 3 2015 5:42PM
Hillsboro | Hillsboro -> Data Hall -> POD3 -> BF3000 - Internal -> BF:3001 | BF:3001 | RU#41 | or1dra466 |  | Dell Computer | PowerEdge R-Series | PowerEdge R730 - 3.5 Inch Drive Bays | DELM603 | 7VBVC42 | 562034 |  | Apr 19 2016 5:34PM
Hillsboro | Hillsboro -> Data Hall -> POD3 -> BF3000 - Internal -> BF:3001 | BF:3001 | RU#39 | or1dra076 |  | Dell Computer | PowerEdge R-Series | PowerEdge R730xd - 3.5 Inch Drive Bays | DELM607 |  | 562257 |  | Mar 23 2016 5:36PM
Hillsboro | Hillsboro -> Data Hall -> POD3 -> BF3000 - Internal -> BF:3001 | BF:3001 | RU#37 | or1dra074 |  | Dell Computer | PowerEdge R-Series | PowerEdge R730xd - 3.5 Inch Drive Bays | DELM607 |  | 562256 |  | Mar 23 2016 5:35PM
Hillsboro | Hillsboro -> Data Hall -> POD3 -> BF3000 - Internal -> BF:3001 | BF:3001 | RU#35 | or1dra072 |  | Dell Computer | PowerEdge R-Series | PowerEdge R730xd - 3.5 Inch Drive Bays | DELM607 |  | 562255 |  | Mar 23 2016 5:35PM
Hillsboro | Hillsboro -> Data Hall -> POD3 -> BF3000 - Internal -> BF:3001 | BF:3001 | RU#33 | or1dra070 |  | Dell Computer | PowerEdge R-Series | PowerEdge R730xd - 3.5 Inch Drive Bays | DELM607 |  | 562254 |  | Mar 23 2016 5:35PM
Hillsboro | Hillsboro -> Data Hall -> POD3 -> BF3000 - Internal -> BF:3001 | BF:3001 | RU#31 | or1dra048 | VPT | Dell Computer | PowerEdge R-Series | PowerEdge R730 - 3.5 Inch Drive Bays | DELM603 | 7T34942 | 565853 |  | Jun 3 2015 5:43PM
Hillsboro | Hillsboro -> Data Hall -> POD3 -> BF3000 - Internal -> BF:3001 | BF:3001 | RU#29 | or1dra047 | VPT | Dell Computer | PowerEdge R-Series | PowerEdge R730 - 3.5 Inch Drive Bays | DELM603 | 7T32942 | 565852 |  | Jun 3 2015 5:44PM
Hillsboro | Hillsboro -> Data Hall -> POD3 -> BF3000 - Internal -> BF:3001 | BF:3001 | RU#27 | or1dra046 | VPT | Dell Computer | PowerEdge R-Series | PowerEdge R730 - 3.5 Inch Drive Bays | DELM603 | 7T33942 | 565851 |  | Jun 3 2015 5:45PM
Hillsboro | Hillsboro -> Data Hall -> POD3 -> BF3000 - Internal -> BF:3001 | BF:3001 | RU#25 | or1dra045 | VPT | Dell Computer | PowerEdge R-Series | PowerEdge R730 - 3.5 Inch Drive Bays | DELM603 | 7T37942 | 565850 |  | Jun 3 2015 5:46PM
Hillsboro | Hillsboro -> Data Hall -> POD3 -> BF3000 - Internal -> BF:3001 | BF:3001 | RU#23 | or1dra044 | VPT | Dell Computer | PowerEdge R-Series | PowerEdge R730 - 3.5 Inch Drive Bays | DELM603 | 7T36942 | 565849 |  | Jun 3 2015 5:48PM
Hillsboro | Hillsboro -> Data Hall -> POD3 -> BF3000 - Internal -> BF:3001 | BF:3001 | RU#21 | or1dra043 | VPT | Dell Computer | PowerEdge R-Series | PowerEdge R730 - 3.5 Inch Drive Bays | DELM603 | 7T35942 | 565848 |  | Jun 3 2015 5:49PM
Hillsboro | Hillsboro -> Data Hall -> POD3 -> BF3000 - Internal -> BF:3001 | BF:3001 | RU#19 | or1dra042 | VPT | Dell Computer | PowerEdge R-Series | PowerEdge R730 - 3.5 Inch Drive Bays | DELM603 | 7T41942 | 565847 |  | Jun 3 2015 5:50PM
Hillsboro | Hillsboro -> Data Hall -> POD3 -> BF3000 - Internal -> BF:3001 | BF:3001 | RU#17 | or1dra041 | VPT | Dell Computer | PowerEdge R-Series | PowerEdge R730 - 3.5 Inch Drive Bays | DELM603 | 7T31942 | 565846 |  | Jun 3 2015 5:51PM
Hillsboro | Hillsboro -> Data Hall -> POD3 -> BF3000 - Internal -> BF:3001 | BF:3001 | RU#15 | or1dra040 | VPT | Dell Computer | PowerEdge R-Series | PowerEdge R730 - 3.5 Inch Drive Bays | DELM603 | 7T63942 | 565845 |  | Jun 3 2015 5:51PM
Hillsboro | Hillsboro -> Data Hall -> POD3 -> BF3000 - Internal -> BF:3001 | BF:3001 | RU#13 | or1dra039 | VPT | Dell Computer | PowerEdge R-Series | PowerEdge R730 - 3.5 Inch Drive Bays | DELM603 | 7T55942 | 565844 |  | Jun 3 2015 5:53PM
Hillsboro | Hillsboro -> Data Hall -> POD3 -> BF3000 - Internal -> BF:3001 | BF:3001 | RU#11 | or1dra038 | VPT | Dell Computer | PowerEdge R-Series | PowerEdge R730 - 3.5 Inch Drive Bays | DELM603 | 7T61942 | 565843 |  | Jun 3 2015 5:53PM
Hillsboro | Hillsboro -> Data Hall -> POD3 -> BF3000 - Internal -> BF:3001 | BF:3001 | RU#09 | or1dra037 | VPT | Dell Computer | PowerEdge R-Series | PowerEdge R730 - 3.5 Inch Drive Bays | DELM603 | 7T67942 | 565842 |  | Jun 3 2015 5:54PM
Hillsboro | Hillsboro -> Data Hall -> POD3 -> BF3000 - Internal -> BF:3001 | BF:3001 | RU#07 | or1dra036 | VPT | Dell Computer | PowerEdge R-Series | PowerEdge R730 - 3.5 Inch Drive Bays | DELM603 | 7T56942 | 565841 |  | Jun 3 2015 5:55PM
Hillsboro | Hillsboro -> Data Hall -> POD3 -> BF3000 - Internal -> BF:3001 | BF:3001 | RU#05 | or1dra035 | VPT | Dell Computer | PowerEdge R-Series | PowerEdge R730 - 3.5 Inch Drive Bays | DELM603 | 7T62942 | 565840 |  | Jun 3 2015 5:56PM
Hillsboro | Hillsboro -> Data Hall -> POD3 -> BF3000 - Internal -> BF:3001 | BF:3001 | RU#03 | or1dra034 | VPT | Dell Computer | PowerEdge R-Series | PowerEdge R730 - 3.5 Inch Drive Bays | DELM603 | 7T66942 | 565839 |  | Jun 3 2015 5:58PM
Hillsboro | Hillsboro -> Data Hall -> POD3 -> BF3000 - Internal -> BF:3001 | BF:3001 | RU#01 | or1dra033 | VPT | Dell Computer | PowerEdge R-Series | PowerEdge R730 - 3.5 Inch Drive Bays | DELM603 | 7T65942 | 565838 |  | Jun 3 2015 5:59PM
Hillsboro | Hillsboro -> Data Hall -> POD3 -> BF3000 - Internal -> BF:3001 | BF:3001 | InOutPlug#2 | rpc421B | DATA CENTER OPERATIONS | Server Technology | Sentry | CW-48V5Z454-A1P | SERV735 |  |  |  | Jun 9 2015 4:24PM
Hillsboro | Hillsboro -> Data Hall -> POD3 -> BF3000 - Internal -> BF:3001 | BF:3001 | InOutPlug#1 | rpc421A | DATA CENTER OPERATIONS | Server Technology | Sentry | CW-48V5Z454-A1P | SERV735 |  |  |  | Jun 9 2015 4:23PM
Hillsboro | Hillsboro -> Data Hall -> POD3 -> BF3000 - Internal -> BF:3002 | BF:3002 | RU#57 | or1-intp1bf3002ts01 | NETWORK SERVICES | Cisco Systems | Nexus 9000 Series | N9K-C9372PX | CSSY717 | SAL18391J2C | 565611 |  | Jun 23 2015 5:47PM
Hillsboro | Hillsboro -> Data Hall -> POD3 -> BF3000 - Internal -> BF:3002 | BF:3002 | RU#55 | or1-intp1bf3002gs01 | NETWORK SERVICES | Cisco Systems | Catalyst 4900 | WS-C4948E-F | CSCY593 | CAT1832S2H7 | 565652 |  | Jun 23 2015 5:47PM
Hillsboro | Hillsboro -> Data Hall -> POD3 -> BF3000 - Internal -> BF:3002 | BF:3002 | RU#23 | or1dra116 |  | Dell Computer | PowerEdge R-Series | PowerEdge R730 - 3.5 Inch Drive Bays | DELM603 | JNS1HB2 | 561588 | 10.50.13.248 | Oct 5 2016 12:54PM
Hillsboro | Hillsboro -> Data Hall -> POD3 -> BF3000 - Internal -> BF:3002 | BF:3002 | RU#21 | or1hpc10 |  | Dell Computer | PowerEdge R-Series | PowerEdge R730 - 3.5 Inch Drive Bays | DELM603 |  | 561595 |  | Aug 1 2016 11:35AM
Hillsboro | Hillsboro -> Data Hall -> POD3 -> BF3000 - Internal -> BF:3002 | BF:3002 | RU#19 | or1hpc8 |  | Dell Computer | PowerEdge R-Series | PowerEdge R730 - 3.5 Inch Drive Bays | DELM603 |  | 561596 |  | Aug 1 2016 11:35AM
Hillsboro | Hillsboro -> Data Hall -> POD3 -> BF3000 - Internal -> BF:3002 | BF:3002 | RU#17 | or1hpc6 |  | Dell Computer | PowerEdge R-Series | PowerEdge R730 - 3.5 Inch Drive Bays | DELM603 |  | 561597 |  | Aug 1 2016 11:34AM
Hillsboro | Hillsboro -> Data Hall -> POD3 -> BF3000 - Internal -> BF:3002 | BF:3002 | RU#15 | or1hpc4 |  | Dell Computer | PowerEdge R-Series | PowerEdge R730 - 3.5 Inch Drive Bays | DELM603 |  | 561598 |  | Aug 1 2016 11:34AM
Hillsboro | Hillsboro -> Data Hall -> POD3 -> BF3000 - Internal -> BF:3002 | BF:3002 | RU#13 | or1hpc2 |  | Dell Computer | PowerEdge R-Series | PowerEdge R730 - 3.5 Inch Drive Bays | DELM603 |  | 561599 |  | Aug 1 2016 11:34AM
Hillsboro | Hillsboro -> Data Hall -> POD3 -> BF3000 - Internal -> BF:3002 | BF:3002 | RU#11 | or1dra111 |  | Dell Computer | PowerEdge R-Series | PowerEdge R730 - 3.5 Inch Drive Bays | DELM603 | GFCSHB2 | 579607 |  | Aug 23 2016 2:14PM
Hillsboro | Hillsboro -> Data Hall -> POD3 -> BF3000 - Internal -> BF:3002 | BF:3002 | RU#09 | or1dra109 |  | Dell Computer | PowerEdge R-Series | PowerEdge R730 - 3.5 Inch Drive Bays | DELM603 | GFBSHB2 | 579606 |  | Aug 23 2016 2:14PM
Hillsboro | Hillsboro -> Data Hall -> POD3 -> BF3000 - Internal -> BF:3002 | BF:3002 | RU#07 | or1dra107 |  | Dell Computer | PowerEdge R-Series | PowerEdge R730 - 3.5 Inch Drive Bays | DELM603 | GFBTHB2 | 579605 |  | Aug 23 2016 2:14PM
Hillsboro | Hillsboro -> Data Hall -> POD3 -> BF3000 - Internal -> BF:3002 | BF:3002 | RU#05 | or1dra105 |  | Dell Computer | PowerEdge R-Series | PowerEdge R730 - 3.5 Inch Drive Bays | DELM603 | CD2LGB2 | 579595 |  | Aug 23 2016 2:14PM
Hillsboro | Hillsboro -> Data Hall -> POD3 -> BF3000 - Internal -> BF:3002 | BF:3002 | RU#03 | or1dra103 |  | Dell Computer | PowerEdge R-Series | PowerEdge R730 - 3.5 Inch Drive Bays | DELM603 | CD2KGB2 | 579596 |  | Aug 23 2016 2:14PM
Hillsboro | Hillsboro -> Data Hall -> POD3 -> BF3000 - Internal -> BF:3002 | BF:3002 | RU#01 | or1dra101 |  | Dell Computer | PowerEdge R-Series | PowerEdge R730 - 3.5 Inch Drive Bays | DELM603 | CD2JGB2 | 579597 |  | Aug 23 2016 2:14PM
Hillsboro | Hillsboro -> Data Hall -> POD3 -> BF3000 - Internal -> BF:3002 | BF:3002 | InOutPlug#2 | rpc422B | DATA CENTER OPERATIONS | Server Technology | Sentry | CW-48V5Z454-A1P | SERV735 |  |  |  | Jun 9 2015 4:25PM
Hillsboro | Hillsboro -> Data Hall -> POD3 -> BF3000 - Internal -> BF:3002 | BF:3002 | InOutPlug#1 | rpc422A | DATA CENTER OPERATIONS | Server Technology | Sentry | CW-48V5Z454-A1P | SERV735 |  |  |  | Jun 9 2015 4:25PM
Hillsboro | Hillsboro -> Data Hall -> POD3 -> BF3000 - Internal -> BF:3003 - Openstack | BF:3003 - Openstack | RU#58 | or1-intp1bf3003ts01 | NETWORK SERVICES | Cisco Systems | Nexus 9000 Series | N9K-C9372PX | CSSY717 | SAL18380V2C | SAL18380V2C |  | Jun 23 2015 5:47PM
Hillsboro | Hillsboro -> Data Hall -> POD3 -> BF3000 - Internal -> BF:3003 - Openstack | BF:3003 - Openstack | RU#56 | or1-intp1bf3003gs01 | NETWORK SERVICES | Cisco Systems | Catalyst 4900 | WS-C4948E-F | CSCY593 | CAT1832S2C1 | 565644 |  | Jun 23 2015 5:47PM
Hillsboro | Hillsboro -> Data Hall -> POD3 -> BF3000 - Internal -> BF:3003 - Openstack | BF:3003 - Openstack | RU#32 | or1dra912 |  | Dell Computer | PowerEdge R-Series | PowerEdge R730 - 3.5 Inch Drive Bays | DELM603 | 8F56GB2 | 579592 | 10.50.20.148 | Oct 25 2016 12:46PM
Hillsboro | Hillsboro -> Data Hall -> POD3 -> BF3000 - Internal -> BF:3003 - Openstack | BF:3003 - Openstack | RU#30 | or1dra911 |  | Dell Computer | PowerEdge R-Series | PowerEdge R730 - 3.5 Inch Drive Bays | DELM603 | 8F57GB2 | 579591 | 10.50.20.147 | Oct 25 2016 12:46PM
Hillsboro | Hillsboro -> Data Hall -> POD3 -> BF3000 - Internal -> BF:3003 - Openstack | BF:3003 - Openstack | RU#28 | or1dra901 |  | Dell Computer | PowerEdge R-Series | PowerEdge R730 - 3.5 Inch Drive Bays | DELM603 | 5V49GB2 | 579590 | 10.50.20.141 | Oct 25 2016 12:46PM
Hillsboro | Hillsboro -> Data Hall -> POD3 -> BF3000 - Internal -> BF:3003 - Openstack | BF:3003 - Openstack | RU#26 | or1dra219 |  | Dell Computer | PowerEdge R-Series | PowerEdge R730 - 3.5 Inch Drive Bays | DELM603 |  | 562001 |  | Apr 25 2016 11:29AM
Hillsboro | Hillsboro -> Data Hall -> POD3 -> BF3000 - Internal -> BF:3003 - Openstack | BF:3003 - Openstack | RU#24 | or1dra215 |  | Dell Computer | PowerEdge R-Series | PowerEdge R730 - 3.5 Inch Drive Bays | DELM603 |  | 562002 |  | Apr 25 2016 11:29AM
Hillsboro | Hillsboro -> Data Hall -> POD3 -> BF3000 - Internal -> BF:3003 - Openstack | BF:3003 - Openstack | RU#22 | or1dra211 |  | Dell Computer | PowerEdge R-Series | PowerEdge R730 - 3.5 Inch Drive Bays | DELM603 |  | 562003 |  | Apr 25 2016 11:29AM
Hillsboro | Hillsboro -> Data Hall -> POD3 -> BF3000 - Internal -> BF:3003 - Openstack | BF:3003 - Openstack | RU#20 | or1dra319 |  | Dell Computer | PowerEdge R-Series | PowerEdge R730 - 3.5 Inch Drive Bays | DELM603 |  | 562020 |  | Apr 25 2016 11:29AM
Hillsboro | Hillsboro -> Data Hall -> POD3 -> BF3000 - Internal -> BF:3003 - Openstack | BF:3003 - Openstack | RU#18 | or1dra324 |  | Dell Computer | PowerEdge R-Series | PowerEdge R730 - 3.5 Inch Drive Bays | DELM603 |  | 562021 |  | Apr 25 2016 11:28AM
Hillsboro | Hillsboro -> Data Hall -> POD3 -> BF3000 - Internal -> BF:3003 - Openstack | BF:3003 - Openstack | RU#16 | or1dra502 |  | Dell Computer | PowerEdge R-Series | PowerEdge R730 - 3.5 Inch Drive Bays | DELM603 |  | 562022 |  | Apr 25 2016 11:28AM
Hillsboro | Hillsboro -> Data Hall -> POD3 -> BF3000 - Internal -> BF:3003 - Openstack | BF:3003 - Openstack | RU#14 | or1dra407 | VPT | Dell Computer | PowerEdge R-Series | PowerEdge R730 - 2.5 Inch Drive Bays | DELM602 |  | 570334 |  | Jan 20 2016 3:53PM
Hillsboro | Hillsboro -> Data Hall -> POD3 -> BF3000 - Internal -> BF:3003 - Openstack | BF:3003 - Openstack | RU#12 | or1dra403 | VPT | Dell Computer | PowerEdge R-Series | PowerEdge R730 - 2.5 Inch Drive Bays | DELM602 |  | 570333 |  | Jan 20 2016 3:53PM
Hillsboro | Hillsboro -> Data Hall -> POD3 -> BF3000 - Internal -> BF:3003 - Openstack | BF:3003 - Openstack | RU#10 | or1dra316 | VPT | Dell Computer | PowerEdge R-Series | PowerEdge R730 - 2.5 Inch Drive Bays | DELM602 |  | 561621 |  | Jan 20 2016 3:53PM
Hillsboro | Hillsboro -> Data Hall -> POD3 -> BF3000 - Internal -> BF:3003 - Openstack | BF:3003 - Openstack | RU#08 | or1dra312 | VPT | Dell Computer | PowerEdge R-Series | PowerEdge R730 - 2.5 Inch Drive Bays | DELM602 |  | 561622 |  | Jan 20 2016 3:53PM
Hillsboro | Hillsboro -> Data Hall -> POD3 -> BF3000 - Internal -> BF:3003 - Openstack | BF:3003 - Openstack | RU#06 | or1dra301 | VPT | Dell Computer | PowerEdge R-Series | PowerEdge R730 - 2.5 Inch Drive Bays | DELM602 |  | 561623 |  | Jan 20 2016 3:52PM
Hillsboro | Hillsboro -> Data Hall -> POD3 -> BF3000 - Internal -> BF:3003 - Openstack | BF:3003 - Openstack | RU#04 | or1dra206 | VPT | Dell Computer | PowerEdge R-Series | PowerEdge R730 - 2.5 Inch Drive Bays | DELM602 |  | 570332 |  | Jan 20 2016 3:52PM
Hillsboro | Hillsboro -> Data Hall -> POD3 -> BF3000 - Internal -> BF:3003 - Openstack | BF:3003 - Openstack | RU#02 | or1dra202 | VPT | Dell Computer | PowerEdge R-Series | PowerEdge R730 - 2.5 Inch Drive Bays | DELM602 |  | 570331 |  | Jan 20 2016 3:52PM
Hillsboro | Hillsboro -> Data Hall -> POD3 -> BF3000 - Internal -> BF:3003 - Openstack | BF:3003 - Openstack | InOutPlug#2 | rpc423B | DATA CENTER OPERATIONS | Server Technology | Sentry | CW-48V5Z454-A1P | SERV735 |  |  |  | Jun 9 2015 1:50PM
Hillsboro | Hillsboro -> Data Hall -> POD3 -> BF3000 - Internal -> BF:3003 - Openstack | BF:3003 - Openstack | InOutPlug#1 | rpc423A | DATA CENTER OPERATIONS | Server Technology | Sentry | CW-48V5Z454-A1P | SERV735 |  |  |  | Jun 9 2015 1:50PM
Hillsboro | Hillsboro -> Data Hall -> POD3 -> BF3000 - Internal -> BF:3004 - Openstack | BF:3004 - Openstack | RU#59 | or1bf1005 |  | Brocade Communications Systems | Switches | 6520 | BROC607 |  | 568732 |  | May 18 2016 6:44PM
Hillsboro | Hillsboro -> Data Hall -> POD3 -> BF3000 - Internal -> BF:3004 - Openstack | BF:3004 - Openstack | RU#57 | or1-intp1bf3004ts01 | NETWORK SERVICES | Cisco Systems | Nexus 9000 Series | N9K-C9372PX | CSSY717 | SAL18391J39 | 565612 |  | Jun 23 2015 5:47PM
Hillsboro | Hillsboro -> Data Hall -> POD3 -> BF3000 - Internal -> BF:3004 - Openstack | BF:3004 - Openstack | RU#56 | or1-intp1bf3004gs01 | NETWORK SERVICES | Cisco Systems | Catalyst 4900 | WS-C4948E-F | CSCY593 | CAT1832S2GK | 565642 |  | Jun 23 2015 5:47PM
Hillsboro | Hillsboro -> Data Hall -> POD3 -> BF3000 - Internal -> BF:3004 - Openstack | BF:3004 - Openstack | RU#32 | or1dra915 |  | Dell Computer | PowerEdge R-Series | PowerEdge R730 - 3.5 Inch Drive Bays | DELM603 | FD5JGB2 | 579594 | 10.50.20.151 | Oct 25 2016 12:46PM
Hillsboro | Hillsboro -> Data Hall -> POD3 -> BF3000 - Internal -> BF:3004 - Openstack | BF:3004 - Openstack | RU#30 | or1dra952 |  | Dell Computer | PowerEdge R-Series | PowerEdge R730 - 3.5 Inch Drive Bays | DELM603 | 4NV6GB2 | 579583 | 10.50.20.146 | Oct 25 2016 12:46PM
Hillsboro | Hillsboro -> Data Hall -> POD3 -> BF3000 - Internal -> BF:3004 - Openstack | BF:3004 - Openstack | RU#28 | or1dra903 |  | Dell Computer | PowerEdge R-Series | PowerEdge R730 - 3.5 Inch Drive Bays | DELM603 | 5V4BGB2 | 579593 | 10.50.20.143 | Oct 25 2016 12:46PM
Hillsboro | Hillsboro -> Data Hall -> POD3 -> BF3000 - Internal -> BF:3004 - Openstack | BF:3004 - Openstack | RU#26 | or1dra220 |  | Dell Computer | PowerEdge R-Series | PowerEdge R730 - 3.5 Inch Drive Bays | DELM603 |  | 562004 |  | Apr 25 2016 11:30AM
Hillsboro | Hillsboro -> Data Hall -> POD3 -> BF3000 - Internal -> BF:3004 - Openstack | BF:3004 - Openstack | RU#24 | or1dra216 |  | Dell Computer | PowerEdge R-Series | PowerEdge R730 - 3.5 Inch Drive Bays | DELM603 |  | 562005 |  | Apr 25 2016 11:30AM
Hillsboro | Hillsboro -> Data Hall -> POD3 -> BF3000 - Internal -> BF:3004 - Openstack | BF:3004 - Openstack | RU#22 | or1dra212 |  | Dell Computer | PowerEdge R-Series | PowerEdge R730 - 3.5 Inch Drive Bays | DELM603 |  | 562011 |  | Apr 25 2016 11:29AM
Hillsboro | Hillsboro -> Data Hall -> POD3 -> BF3000 - Internal -> BF:3004 - Openstack | BF:3004 - Openstack | RU#20 | or1dra320 |  | Dell Computer | PowerEdge R-Series | PowerEdge R730 - 3.5 Inch Drive Bays | DELM603 |  | 562014 |  | Apr 25 2016 11:29AM
Hillsboro | Hillsboro -> Data Hall -> POD3 -> BF3000 - Internal -> BF:3004 - Openstack | BF:3004 - Openstack | RU#18 | or1dra325 |  | Dell Computer | PowerEdge R-Series | PowerEdge R730 - 3.5 Inch Drive Bays | DELM603 |  | 562015 |  | Apr 25 2016 11:29AM
Hillsboro | Hillsboro -> Data Hall -> POD3 -> BF3000 - Internal -> BF:3004 - Openstack | BF:3004 - Openstack | RU#16 | or1dra321 |  | Dell Computer | PowerEdge R-Series | PowerEdge R730 - 3.5 Inch Drive Bays | DELM603 |  | 562016 |  | Apr 25 2016 11:29AM
Hillsboro | Hillsboro -> Data Hall -> POD3 -> BF3000 - Internal -> BF:3004 - Openstack | BF:3004 - Openstack | RU#14 | or1dra408 | VPT | Dell Computer | PowerEdge R-Series | PowerEdge R730 - 2.5 Inch Drive Bays | DELM602 |  | 566163 |  | Jan 20 2016 3:54PM
Hillsboro | Hillsboro -> Data Hall -> POD3 -> BF3000 - Internal -> BF:3004 - Openstack | BF:3004 - Openstack | RU#12 | or1dra404 | VPT | Dell Computer | PowerEdge R-Series | PowerEdge R730 - 2.5 Inch Drive Bays | DELM602 |  | 566162 |  | Jan 20 2016 3:54PM
Hillsboro | Hillsboro -> Data Hall -> POD3 -> BF3000 - Internal -> BF:3004 - Openstack | BF:3004 - Openstack | RU#10 | or1dra400 | VPT | Dell Computer | PowerEdge R-Series | PowerEdge R730 - 2.5 Inch Drive Bays | DELM602 |  | 566161 |  | Jan 20 2016 3:54PM
Hillsboro | Hillsboro -> Data Hall -> POD3 -> BF3000 - Internal -> BF:3004 - Openstack | BF:3004 - Openstack | RU#08 | or1dra313 | VPT | Dell Computer | PowerEdge R-Series | PowerEdge R730 - 2.5 Inch Drive Bays | DELM602 |  | 561620 |  | Jan 20 2016 3:54PM
Hillsboro | Hillsboro -> Data Hall -> POD3 -> BF3000 - Internal -> BF:3004 - Openstack | BF:3004 - Openstack | RU#06 | or1dra302 | VPT | Dell Computer | PowerEdge R-Series | PowerEdge R730 - 2.5 Inch Drive Bays | DELM602 |  | 561616 |  | Jan 20 2016 3:54PM
Hillsboro | Hillsboro -> Data Hall -> POD3 -> BF3000 - Internal -> BF:3004 - Openstack | BF:3004 - Openstack | RU#04 | or1dra207 | VPT | Dell Computer | PowerEdge R-Series | PowerEdge R730 - 2.5 Inch Drive Bays | DELM602 |  | 570336 |  | Jan 20 2016 3:53PM
Hillsboro | Hillsboro -> Data Hall -> POD3 -> BF3000 - Internal -> BF:3004 - Openstack | BF:3004 - Openstack | RU#02 | or1dra203 | VPT | Dell Computer | PowerEdge R-Series | PowerEdge R730 - 2.5 Inch Drive Bays | DELM602 |  | 570335 |  | Jan 20 2016 3:53PM
Hillsboro | Hillsboro -> Data Hall -> POD3 -> BF3000 - Internal -> BF:3004 - Openstack | BF:3004 - Openstack | InOutPlug#2 | rpc424B | DATA CENTER OPERATIONS | Server Technology | Sentry | CW-48V5Z454-A1P | SERV735 |  |  |  | Jun 9 2015 1:50PM
Hillsboro | Hillsboro -> Data Hall -> POD3 -> BF3000 - Internal -> BF:3004 - Openstack | BF:3004 - Openstack | InOutPlug#1 | rpc424A | DATA CENTER OPERATIONS | Server Technology | Sentry | CW-48V5Z454-A1P | SERV735 |  |  |  | Jun 9 2015 1:50PM
Hillsboro | Hillsboro -> Data Hall -> POD3 -> BF3000 - Internal -> BF:3005 | BF:3005 | RU#58 | or1-intp1bf3005ts01 | NETWORK SERVICES | Cisco Systems | Nexus 9000 Series | N9K-C9372PX | CSSY717 | SAL18380V1R | 565638 |  | Jun 23 2015 5:48PM
Hillsboro | Hillsboro -> Data Hall -> POD3 -> BF3000 - Internal -> BF:3005 | BF:3005 | RU#56 | or1-intp1bf3005gs01 | NETWORK SERVICES | Cisco Systems | Catalyst 4900 | WS-C4948E-F | CSCY593 | CAT1832S2FH | 565658 |  | Jun 23 2015 5:48PM
Hillsboro | Hillsboro -> Data Hall -> POD3 -> BF3000 - Internal -> BF:3005 | BF:3005 | RU#51 | or1dra050 | DaaS | Dell Computer | PowerEdge R-Series | PowerEdge R730 - 3.5 Inch Drive Bays | DELM603 | 12PVB42 | 568913 |  | Jun 3 2015 5:15PM
Hillsboro | Hillsboro -> Data Hall -> POD3 -> BF3000 - Internal -> BF:3005 | BF:3005 | RU#49 | or1dra052 | DaaS | Dell Computer | PowerEdge R-Series | PowerEdge R730 - 3.5 Inch Drive Bays | DELM603 | 12QSB42 | 568915 |  | Jun 3 2015 5:15PM
Hillsboro | Hillsboro -> Data Hall -> POD3 -> BF3000 - Internal -> BF:3005 | BF:3005 | RU#47 | or1dra054 | DaaS | Dell Computer | PowerEdge R-Series | PowerEdge R730 - 3.5 Inch Drive Bays | DELM603 | 12QRB42 | 568917 |  | Jun 3 2015 5:15PM
Hillsboro | Hillsboro -> Data Hall -> POD3 -> BF3000 - Internal -> BF:3005 | BF:3005 | RU#45 | or1dra056 | DaaS | Dell Computer | PowerEdge R-Series | PowerEdge R730 - 3.5 Inch Drive Bays | DELM603 | 12QVB42 | 568919 |  | Jun 3 2015 5:15PM
Hillsboro | Hillsboro -> Data Hall -> POD3 -> BF3000 - Internal -> BF:3005 | BF:3005 | RU#43 | or1dra058 | STORAGE SERVICES | Dell Computer | PowerEdge R-Series | PowerEdge R730xd - 3.5 Inch Drive Bays | DELM607 | 8PVRB42 | 568810 |  | Jun 3 2015 5:15PM
Hillsboro | Hillsboro -> Data Hall -> POD3 -> BF3000 - Internal -> BF:3005 | BF:3005 | RU#41 | or1dra060 | BACKUP SERVICES | Dell Computer | PowerEdge R-Series | PowerEdge R730xd - 3.5 Inch Drive Bays | DELM607 | 8PVQB42 | 568812 |  | Jun 3 2015 5:22PM
Hillsboro | Hillsboro -> Data Hall -> POD3 -> BF3000 - Internal -> BF:3005 | BF:3005 | RU#39 | or1dra066 |  | Dell Computer | PowerEdge R-Series | PowerEdge R730xd - 3.5 Inch Drive Bays | DELM607 | DYG7S52 | 569814 |  | Feb 18 2016 11:17AM
Hillsboro | Hillsboro -> Data Hall -> POD3 -> BF3000 - Internal -> BF:3005 | BF:3005 | RU#37 | or1adodc02 |  | Dell Computer | PowerEdge R-Series | PowerEdge R730 - 3.5 Inch Drive Bays | DELM603 | 7VBSC42 | 566313 |  | Feb 18 2016 11:17AM
Hillsboro | Hillsboro -> Data Hall -> POD3 -> BF3000 - Internal -> BF:3005 | BF:3005 | RU#35 | or1dra068 |  | Dell Computer | PowerEdge R-Series | PowerEdge R730 - 3.5 Inch Drive Bays | DELM603 | 9RFKW52 | 566315 |  | Feb 18 2016 11:17AM
Hillsboro | Hillsboro -> Data Hall -> POD3 -> BF3000 - Internal -> BF:3005 | BF:3005 | RU#33 | or1dra451 |  | Dell Computer | PowerEdge R-Series | PowerEdge R730 - 3.5 Inch Drive Bays | DELM603 |  | 581715 |  | Mar 23 2016 3:07PM
Hillsboro | Hillsboro -> Data Hall -> POD3 -> BF3000 - Internal -> BF:3005 | BF:3005 | RU#31 | or1dra453 |  | Dell Computer | PowerEdge R-Series | PowerEdge R730 - 3.5 Inch Drive Bays | DELM603 |  | 581714 |  | Mar 23 2016 3:08PM
Hillsboro | Hillsboro -> Data Hall -> POD3 -> BF3000 - Internal -> BF:3005 | BF:3005 | RU#29 | or1dra455 |  | Dell Computer | PowerEdge R-Series | PowerEdge R730 - 3.5 Inch Drive Bays | DELM603 |  | 581713 |  | Mar 23 2016 3:08PM
Hillsboro | Hillsboro -> Data Hall -> POD3 -> BF3000 - Internal -> BF:3005 | BF:3005 | RU#27 | or1dra457 |  | Dell Computer | PowerEdge R-Series | PowerEdge R730 - 3.5 Inch Drive Bays | DELM603 |  | 581712 |  | Mar 23 2016 3:08PM
Hillsboro | Hillsboro -> Data Hall -> POD3 -> BF3000 - Internal -> BF:3005 | BF:3005 | RU#25 | or1dra459 |  | Dell Computer | PowerEdge R-Series | PowerEdge R730 - 3.5 Inch Drive Bays | DELM603 |  | 581711 |  | Mar 23 2016 3:08PM
Hillsboro | Hillsboro -> Data Hall -> POD3 -> BF3000 - Internal -> BF:3005 | BF:3005 | RU#23 | or1dra461 |  | Dell Computer | PowerEdge R-Series | PowerEdge R730 - 3.5 Inch Drive Bays | DELM603 |  | 581710 |  | Mar 23 2016 3:09PM
Hillsboro | Hillsboro -> Data Hall -> POD3 -> BF3000 - Internal -> BF:3005 | BF:3005 | RU#13 | or1siemfp |  | IBM | xSeries | x3650 M4 - SFF | IBMC811 | 7070690 | 561609 |  | Oct 14 2015 10:47AM
Hillsboro | Hillsboro -> Data Hall -> POD3 -> BF3000 - Internal -> BF:3005 | BF:3005 | RU#11 | or1siemep |  | IBM | xSeries | x3650 M4 - SFF | IBMC811 | 7070689 | 561608 |  | Oct 14 2015 10:47AM
Hillsboro | Hillsboro -> Data Hall -> POD3 -> BF3000 - Internal -> BF:3005 | BF:3005 | RU#01 | or1hca003 | STORAGE SERVICES | Hewlett-Packard | C-Class | C7000 (16 Half-Height Singles) | HEPR378 | USE509LD25 | 568682 |  | Jun 3 2015 5:15PM
Hillsboro | Hillsboro -> Data Hall -> POD3 -> BF3000 - Internal -> BF:3005 | BF:3005 | InOutPlug#2 | rpc425B | DATA CENTER OPERATIONS | Server Technology | Sentry | CW-48V5Z454-A1P | SERV735 |  |  |  | Jun 9 2015 4:26PM
Hillsboro | Hillsboro -> Data Hall -> POD3 -> BF3000 - Internal -> BF:3005 | BF:3005 | InOutPlug#1 | rpc425A | DATA CENTER OPERATIONS | Server Technology | Sentry | CW-48V5Z454-A1P | SERV735 |  |  |  | Jun 9 2015 4:26PM
Hillsboro | Hillsboro -> Data Hall -> POD3 -> BF3000 - Internal -> BF:3006 | BF:3006 | RU#59 | idf 2u fiber patch |  | Ortronics | Fiber Rackmount Cabinets | OR-FC02U-M | ORTI271 |  |  |  | May 18 2016 6:44PM
Hillsboro | Hillsboro -> Data Hall -> POD3 -> BF3000 - Internal -> BF:3006 | BF:3006 | RU#58 | or1-intp1bf3006ts01 | NETWORK SERVICES | Cisco Systems | Nexus 9000 Series | N9K-C9372PX | CSSY717 | SAL18380V38 | 565613 |  | Jun 23 2015 5:48PM
Hillsboro | Hillsboro -> Data Hall -> POD3 -> BF3000 - Internal -> BF:3006 | BF:3006 | RU#56 | or1-intp1bf3006gs01 | NETWORK SERVICES | Cisco Systems | Catalyst 4900 | WS-C4948E-F | CSCY593 | CAT1832S2GJ | 565667 |  | Jun 23 2015 5:48PM
Hillsboro | Hillsboro -> Data Hall -> POD3 -> BF3000 - Internal -> BF:3006 | BF:3006 | RU#53 | idf 2u 48 port copper patch |  | Generic Patch Panel Icons | Patch Panel | 48-Port Patch Panel | PP004 |  |  |  | May 18 2016 6:44PM
Hillsboro | Hillsboro -> Data Hall -> POD3 -> BF3000 - Internal -> BF:3006 | BF:3006 | RU#51 | or1dra468 |  | Dell Computer | PowerEdge R-Series | PowerEdge R730 - 3.5 Inch Drive Bays | DELM603 | 7VBQC42 | 562035 |  | Aug 1 2016 3:47PM
Hillsboro | Hillsboro -> Data Hall -> POD3 -> BF3000 - Internal -> BF:3006 | BF:3006 | RU#21 | or1dra114 |  | Dell Computer | PowerEdge R-Series | PowerEdge R730 - 3.5 Inch Drive Bays | DELM603 | JNS0HB2 | 561587 |  | Aug 19 2016 1:59PM
Hillsboro | Hillsboro -> Data Hall -> POD3 -> BF3000 - Internal -> BF:3006 | BF:3006 | RU#19 | or1dra096 |  | Dell Computer | PowerEdge R-Series | PowerEdge R730 - 3.5 Inch Drive Bays | DELM603 | 4X1SFB2 | 578384 |  | May 3 2016 12:55PM
Hillsboro | Hillsboro -> Data Hall -> POD3 -> BF3000 - Internal -> BF:3006 | BF:3006 | RU#17 | or1dra094 |  | Dell Computer | PowerEdge R-Series | PowerEdge R730 - 3.5 Inch Drive Bays | DELM603 | 4X1RFB2 | 578383 |  | May 3 2016 12:55PM
Hillsboro | Hillsboro -> Data Hall -> POD3 -> BF3000 - Internal -> BF:3006 | BF:3006 | RU#15 | or1dra092 |  | Dell Computer | PowerEdge R-Series | PowerEdge R730 - 3.5 Inch Drive Bays | DELM603 | 4X0VFB2 | 578382 |  | May 3 2016 12:55PM
Hillsboro | Hillsboro -> Data Hall -> POD3 -> BF3000 - Internal -> BF:3006 | BF:3006 | RU#13 | or1dra090 |  | Dell Computer | PowerEdge R-Series | PowerEdge R730 - 3.5 Inch Drive Bays | DELM603 | 2YYK482 | 578186 |  | Apr 18 2016 1:11PM
Hillsboro | Hillsboro -> Data Hall -> POD3 -> BF3000 - Internal -> BF:3006 | BF:3006 | RU#11 | or1dra088 |  | Dell Computer | PowerEdge R-Series | PowerEdge R730 - 3.5 Inch Drive Bays | DELM603 |  | 562300 |  | Mar 21 2016 3:18PM
Hillsboro | Hillsboro -> Data Hall -> POD3 -> BF3000 - Internal -> BF:3006 | BF:3006 | RU#09 | or1dra086 |  | Dell Computer | PowerEdge R-Series | PowerEdge R730 - 3.5 Inch Drive Bays | DELM603 |  | 562299 |  | Mar 21 2016 3:17PM
Hillsboro | Hillsboro -> Data Hall -> POD3 -> BF3000 - Internal -> BF:3006 | BF:3006 | RU#07 | or1dra084 |  | Dell Computer | PowerEdge R-Series | PowerEdge R730 - 3.5 Inch Drive Bays | DELM603 |  | 562298 |  | Mar 21 2016 3:17PM
Hillsboro | Hillsboro -> Data Hall -> POD3 -> BF3000 - Internal -> BF:3006 | BF:3006 | RU#05 | or1dra082 |  | Dell Computer | PowerEdge R-Series | PowerEdge R730 - 3.5 Inch Drive Bays | DELM603 |  | 562297 |  | Mar 21 2016 3:17PM
Hillsboro | Hillsboro -> Data Hall -> POD3 -> BF3000 - Internal -> BF:3006 | BF:3006 | RU#03 | or1dra080 |  | Dell Computer | PowerEdge R-Series | PowerEdge R730 - 3.5 Inch Drive Bays | DELM603 |  | 562296 |  | Mar 21 2016 3:17PM
Hillsboro | Hillsboro -> Data Hall -> POD3 -> BF3000 - Internal -> BF:3006 | BF:3006 | RU#01 | or1dra078 |  | Dell Computer | PowerEdge R-Series | PowerEdge R730 - 3.5 Inch Drive Bays | DELM603 |  | 562295 |  | Mar 21 2016 3:16PM
Hillsboro | Hillsboro -> Data Hall -> POD3 -> BF3000 - Internal -> BF:3006 | BF:3006 | InOutPlug#2 | rpc426B | DATA CENTER OPERATIONS | Server Technology | Sentry | CW-48V5Z454-A1P | SERV735 |  |  |  | Jun 9 2015 1:50PM
Hillsboro | Hillsboro -> Data Hall -> POD3 -> BF3000 - Internal -> BF:3006 | BF:3006 | InOutPlug#1 | rpc426A | DATA CENTER OPERATIONS | Server Technology | Sentry | CW-48V5Z454-A1P | SERV735 |  |  |  | Jun 9 2015 1:50PM
Hillsboro | Hillsboro -> Data Hall -> POD3 -> BF3000 - Internal -> BF:3007 -IBM | BF:3007 -IBM | RU#59 | idf 2u fiber patch |  | Ortronics | Fiber Rackmount Cabinets | OR-FC02U-M | ORTI271 |  |  |  | May 18 2016 6:44PM
Hillsboro | Hillsboro -> Data Hall -> POD3 -> BF3000 - Internal -> BF:3007 -IBM | BF:3007 -IBM | RU#58 | or1-intp1bf3007ts01 | NETWORK SERVICES | Cisco Systems | Nexus 9000 Series | N9K-C9372PX | CSSY717 | SAL18380V2Z | 565637 |  | Jun 23 2015 5:48PM
Hillsboro | Hillsboro -> Data Hall -> POD3 -> BF3000 - Internal -> BF:3007 -IBM | BF:3007 -IBM | RU#56 | or1-intp1bf3007gs01 | NETWORK SERVICES | Cisco Systems | Catalyst 4900 | WS-C4948E-F | CSCY593 | CAT1832S26D | 565662 |  | Jun 23 2015 5:48PM
Hillsboro | Hillsboro -> Data Hall -> POD3 -> BF3000 - Internal -> BF:3007 -IBM | BF:3007 -IBM | RU#26 | X3550 M4 |  | IBM | xSeries | x3550 M4 | IBMC749 |  |  |  | Aug 22 2016 4:04PM
Hillsboro | Hillsboro -> Data Hall -> POD3 -> BF3000 - Internal -> BF:3007 -IBM | BF:3007 -IBM | RU#24 | 1u server |  | Generic Altima Technologies Rackmountable | General Rackmount Equipment | 2U Storage System | 0GRM166 |  |  |  | Aug 22 2016 4:04PM
Hillsboro | Hillsboro -> Data Hall -> POD3 -> BF3000 - Internal -> BF:3007 -IBM | BF:3007 -IBM | RU#22 | 2U Storage System |  | Generic Altima Technologies Rackmountable | General Rackmount Equipment | 2U Storage System | 0GRM166 |  |  |  | Aug 22 2016 4:04PM
Hillsboro | Hillsboro -> Data Hall -> POD3 -> BF3000 - Internal -> BF:3007 -IBM | BF:3007 -IBM | RU#18 | 4U Server |  | Generic Altima Technologies Rackmountable | General Rackmount Equipment | 4U Server | 0GRM087 |  |  |  | Aug 22 2016 4:04PM
Hillsboro | Hillsboro -> Data Hall -> POD3 -> BF3000 - Internal -> BF:3007 -IBM | BF:3007 -IBM | RU#14 | 4U Server |  | Generic Altima Technologies Rackmountable | General Rackmount Equipment | 4U Server | 0GRM087 |  |  |  | Aug 22 2016 4:04PM
Hillsboro | Hillsboro -> Data Hall -> POD3 -> BF3000 - Internal -> BF:3007 -IBM | BF:3007 -IBM | RU#09 | 5U Server |  | Generic Altima Technologies Rackmountable | General Rackmount Equipment | 5U Server | 0GRM157 |  |  |  | Aug 22 2016 4:04PM
Hillsboro | Hillsboro -> Data Hall -> POD3 -> BF3000 - Internal -> BF:3007 -IBM | BF:3007 -IBM | RU#07 | 2U Server |  | Generic Altima Technologies Rackmountable | General Rackmount Equipment | 2U Server | 0GRM080 |  |  |  | Aug 22 2016 4:04PM
Hillsboro | Hillsboro -> Data Hall -> POD3 -> BF3000 - Internal -> BF:3007 -IBM | BF:3007 -IBM | RU#02 | 5U Server |  | Generic Altima Technologies Rackmountable | General Rackmount Equipment | 5U Server | 0GRM157 |  |  |  | Aug 22 2016 4:04PM
Hillsboro | Hillsboro -> Data Hall -> POD3 -> BF3000 - Internal -> BF:3007 -IBM | BF:3007 -IBM | InOutPlug#2 | rpc427B | DATA CENTER OPERATIONS | Server Technology | Sentry | CW-48V5Z454-A1P | SERV735 |  |  |  | Jun 9 2015 1:50PM
Hillsboro | Hillsboro -> Data Hall -> POD3 -> BF3000 - Internal -> BF:3007 -IBM | BF:3007 -IBM | InOutPlug#1 | rpc427A | DATA CENTER OPERATIONS | Server Technology | Sentry | CW-48V5Z454-A1P | SERV735 |  |  |  | Jun 9 2015 1:50PM
Hillsboro | Hillsboro -> Data Hall -> POD3 -> BF3000 - Internal -> BF:3008 - IBM | BF:3008 - IBM | RU#58 | or1-intp1bf3008ts01 | NETWORK SERVICES | Cisco Systems | Nexus 9000 Series | N9K-C9372PX | CSSY717 | SAL18380V20 | 565614 |  | Jun 23 2015 5:48PM
Hillsboro | Hillsboro -> Data Hall -> POD3 -> BF3000 - Internal -> BF:3008 - IBM | BF:3008 - IBM | RU#56 | or1-intp1bf3008gs01 | NETWORK SERVICES | Cisco Systems | Catalyst 4900 | WS-C4948E-F | CSCY593 | CAT1831S2PB | 565671 |  | Jun 23 2015 5:48PM
Hillsboro | Hillsboro -> Data Hall -> POD3 -> BF3000 - Internal -> BF:3008 - IBM | BF:3008 - IBM | RU#55 | OR1_BF3008_CON01 | DATA CENTER OPERATIONS | Raritan Computer | Dominion SX | DSXA-48-AC | RCI175 | WAI4B00040 | 565704 |  | Jun 23 2015 6:08PM
Hillsboro | Hillsboro -> Data Hall -> POD3 -> BF3000 - Internal -> BF:3008 - IBM | BF:3008 - IBM | RU#24 | 2U Storage System |  | Generic Altima Technologies Rackmountable | General Rackmount Equipment | 2U Storage System | 0GRM166 |  |  |  | Aug 22 2016 4:04PM
Hillsboro | Hillsboro -> Data Hall -> POD3 -> BF3000 - Internal -> BF:3008 - IBM | BF:3008 - IBM | RU#22 | 2U Storage System |  | Generic Altima Technologies Rackmountable | General Rackmount Equipment | 2U Storage System | 0GRM166 |  |  |  | Aug 22 2016 4:04PM
Hillsboro | Hillsboro -> Data Hall -> POD3 -> BF3000 - Internal -> BF:3008 - IBM | BF:3008 - IBM | RU#18 | 4U Server |  | Generic Altima Technologies Rackmountable | General Rackmount Equipment | 4U Server | 0GRM087 |  |  |  | Aug 22 2016 4:04PM
Hillsboro | Hillsboro -> Data Hall -> POD3 -> BF3000 - Internal -> BF:3008 - IBM | BF:3008 - IBM | RU#14 | 4U Server |  | Generic Altima Technologies Rackmountable | General Rackmount Equipment | 4U Server | 0GRM087 |  |  |  | Aug 22 2016 4:04PM
Hillsboro | Hillsboro -> Data Hall -> POD3 -> BF3000 - Internal -> BF:3008 - IBM | BF:3008 - IBM | RU#09 | 5U Server |  | Generic Altima Technologies Rackmountable | General Rackmount Equipment | 5U Server | 0GRM157 |  |  |  | Aug 22 2016 4:04PM
Hillsboro | Hillsboro -> Data Hall -> POD3 -> BF3000 - Internal -> BF:3008 - IBM | BF:3008 - IBM | RU#07 | 2U Server |  | Generic Altima Technologies Rackmountable | General Rackmount Equipment | 2U Server | 0GRM080 |  |  |  | Aug 22 2016 4:04PM
Hillsboro | Hillsboro -> Data Hall -> POD3 -> BF3000 - Internal -> BF:3008 - IBM | BF:3008 - IBM | RU#02 | 5U Server |  | Generic Altima Technologies Rackmountable | General Rackmount Equipment | 5U Server | 0GRM157 |  |  |  | Aug 22 2016 4:04PM
Hillsboro | Hillsboro -> Data Hall -> POD3 -> BF3000 - Internal -> BF:3008 - IBM | BF:3008 - IBM | InOutPlug#2 | rpc428B | DATA CENTER OPERATIONS | Server Technology | Sentry | CW-48V5Z454-A1P | SERV735 |  |  |  | Jun 9 2015 1:50PM
Hillsboro | Hillsboro -> Data Hall -> POD3 -> BF3000 - Internal -> BF:3008 - IBM | BF:3008 - IBM | InOutPlug#1 | rpc428A | DATA CENTER OPERATIONS | Server Technology | Sentry | CW-48V5Z454-A1P | SERV735 |  |  |  | Jun 9 2015 1:50PM
Hillsboro | Hillsboro -> Data Hall -> POD3 -> BF3000 - Internal -> BF:3009 | BF:3009 | RU#59 | or1bf2005 |  | Brocade Communications Systems | Switches | 6520 | BROC607 |  | 568735 |  | May 18 2016 6:44PM
Hillsboro | Hillsboro -> Data Hall -> POD3 -> BF3000 - Internal -> BF:3009 | BF:3009 | RU#57 | or1-intp1bf3009ts01 | NETWORK SERVICES | Cisco Systems | Nexus 9000 Series | N9K-C9372PX | CSSY717 | SAL18380V24 | 565636 |  | Jun 23 2015 5:48PM
Hillsboro | Hillsboro -> Data Hall -> POD3 -> BF3000 - Internal -> BF:3009 | BF:3009 | RU#56 | or1-intp1bf3009gs01 | NETWORK SERVICES | Cisco Systems | Catalyst 4900 | WS-C4948E-F | CSCY593 | CAT1832S2BH | 565675 |  | Jun 23 2015 5:48PM
Hillsboro | Hillsboro -> Data Hall -> POD3 -> BF3000 - Internal -> BF:3009 | BF:3009 | InOutPlug#2 | rpc429B | DATA CENTER OPERATIONS | Server Technology | Sentry | CW-48V5Z454-A1P | SERV735 |  |  |  | Jun 9 2015 1:51PM
Hillsboro | Hillsboro -> Data Hall -> POD3 -> BF3000 - Internal -> BF:3009 | BF:3009 | InOutPlug#1 | rpc429A | DATA CENTER OPERATIONS | Server Technology | Sentry | CW-48V5Z454-A1P | SERV735 |  |  |  | Jun 9 2015 1:51PM
Hillsboro | Hillsboro -> Data Hall -> POD3 -> BF3000 - Internal -> BF:3010 - Isilon | BF:3010 - Isilon | RU#58 | or1-intp1bf3010ts01 | NETWORK SERVICES | Cisco Systems | Nexus 9000 Series | N9K-C9372PX | CSSY717 | SAL18380V3C | 565635 |  | Jun 23 2015 5:48PM
Hillsboro | Hillsboro -> Data Hall -> POD3 -> BF3000 - Internal -> BF:3010 - Isilon | BF:3010 - Isilon | RU#56 | or1-intp1bf3010gs01 | NETWORK SERVICES | Cisco Systems | Catalyst 4900 | WS-C4948E-F | CSCY593 | CAT1827S5CM | 565679 |  | Jun 23 2015 5:46PM
Hillsboro | Hillsboro -> Data Hall -> POD3 -> BF3000 - Internal -> BF:3010 - Isilon | BF:3010 - Isilon | RU#09 | or1isi203 |  | EMC | Isilon X Series | X410 | EMCC869 | SX410-201447-0106 | 565789 |  | Jun 3 2015 5:08PM
Hillsboro | Hillsboro -> Data Hall -> POD3 -> BF3000 - Internal -> BF:3010 - Isilon | BF:3010 - Isilon | RU#05 | or1isi202 |  | EMC | Isilon X Series | X410 | EMCC869 | SX410-201447-0126 | 565788 |  | Jun 3 2015 5:07PM
Hillsboro | Hillsboro -> Data Hall -> POD3 -> BF3000 - Internal -> BF:3010 - Isilon | BF:3010 - Isilon | RU#01 | or1isi201 |  | EMC | Isilon X Series | X410 | EMCC869 | SX410-201447-0082 | 565787 |  | Jun 3 2015 5:06PM
Hillsboro | Hillsboro -> Data Hall -> POD3 -> BF3000 - Internal -> BF:3010 - Isilon | BF:3010 - Isilon | InOutPlug#2 | rpc430B | DATA CENTER OPERATIONS | Server Technology | Sentry | CW-48V5Z454-A1P | SERV735 |  |  |  | Jun 9 2015 4:27PM
Hillsboro | Hillsboro -> Data Hall -> POD3 -> BF3000 - Internal -> BF:3010 - Isilon | BF:3010 - Isilon | InOutPlug#1 | rpc430A | DATA CENTER OPERATIONS | Server Technology | Sentry | CW-48V5Z454-A1P | SERV735 |  |  |  | Jun 9 2015 4:27PM
Hillsboro | Hillsboro -> Data Hall -> POD3 -> BF3000 - Internal -> BF:3011 - NO SWITCHES | BF:3011 - NO SWITCHES | InOutPlug#2 | rpc431B | DATA CENTER OPERATIONS | Server Technology | Sentry | CW-48V5Z454-A1P | SERV735 |  |  |  | Jun 9 2015 1:51PM
Hillsboro | Hillsboro -> Data Hall -> POD3 -> BF3000 - Internal -> BF:3011 - NO SWITCHES | BF:3011 - NO SWITCHES | InOutPlug#1 | rpc431A | DATA CENTER OPERATIONS | Server Technology | Sentry | CW-48V5Z454-A1P | SERV735 |  |  |  | Jun 9 2015 1:51PM
Hillsboro | Hillsboro -> Data Hall -> POD3 -> BF3000 - Internal -> BF:3012 - NO SWITCHES | BF:3012 - NO SWITCHES | InOutPlug#2 | rpc432B | DATA CENTER OPERATIONS | Server Technology | Sentry | CW-48V5Z454-A1P | SERV735 |  |  |  | Jun 9 2015 1:51PM
Hillsboro | Hillsboro -> Data Hall -> POD3 -> BF3000 - Internal -> BF:3012 - NO SWITCHES | BF:3012 - NO SWITCHES | InOutPlug#1 | rpc432A | DATA CENTER OPERATIONS | Server Technology | Sentry | CW-48V5Z454-A1P | SERV735 |  |  |  | Jun 9 2015 1:51PM
Hillsboro | Hillsboro -> IDC -> AV cabinet 1 | AV cabinet 1 | RU#30 | 56144-X31 |  | Chatsworth Products | Miscellaneous | 56144-X31 | CHPR104 |  |  |  | Oct 20 2014 4:29PM
Hillsboro | Hillsboro -> IDC -> AV cabinet 1 | AV cabinet 1 | RU#25 | 56144-X31 |  | Chatsworth Products | Miscellaneous | 56144-X31 | CHPR104 |  |  |  | Oct 20 2014 4:29PM
Hillsboro | Hillsboro -> IDC -> AV cabinet 1 | AV cabinet 1 | RU#20 | 56144-X31 |  | Chatsworth Products | Miscellaneous | 56144-X31 | CHPR104 |  |  |  | Oct 20 2014 4:29PM
Hillsboro | Hillsboro -> IDC -> AV cabinet 1 | AV cabinet 1 | RU#15 | 56144-X31 |  | Chatsworth Products | Miscellaneous | 56144-X31 | CHPR104 |  |  |  | Oct 20 2014 4:29PM
Hillsboro | Hillsboro -> IDC -> AV cabinet 1 | AV cabinet 1 | RU#10 | 56144-X31 |  | Chatsworth Products | Miscellaneous | 56144-X31 | CHPR104 |  |  |  | Oct 20 2014 4:29PM
Hillsboro | Hillsboro -> IDC -> AV cabinet 1 | AV cabinet 1 | RU#01 | 56144-X31 |  | Chatsworth Products | Miscellaneous | 56144-X31 | CHPR104 |  |  |  | Oct 20 2014 4:29PM
Hillsboro | Hillsboro -> IDC -> AV cabinet 1 -> 56144-X31 | 56144-X31 | InOutPlug#4 | Dell: OptiPlex 760 DT #4 |  | Dell Computer | OptiPlex | OptiPlex 760 (Desktop) | DELC211 |  |  |  | Oct 20 2014 4:29PM
Hillsboro | Hillsboro -> IDC -> AV cabinet 1 -> 56144-X31 | 56144-X31 | InOutPlug#4 | Dell: OptiPlex 760 DT #3 |  | Dell Computer | OptiPlex | OptiPlex 760 (Desktop) | DELC211 |  |  |  | Oct 20 2014 4:29PM
Hillsboro | Hillsboro -> IDC -> AV cabinet 1 -> 56144-X31 | 56144-X31 | InOutPlug#4 | Dell: OptiPlex 760 DT #2 |  | Dell Computer | OptiPlex | OptiPlex 760 (Desktop) | DELC211 |  |  |  | Oct 20 2014 4:29PM
Hillsboro | Hillsboro -> IDC -> AV cabinet 1 -> 56144-X31 | 56144-X31 | InOutPlug#4 | Dell: OptiPlex 760 DT #1 |  | Dell Computer | OptiPlex | OptiPlex 760 (Desktop) | DELC211 |  |  |  | Oct 20 2014 4:29PM
Hillsboro | Hillsboro -> IDC -> AV cabinet 1 -> 56144-X31 | 56144-X31 | InOutPlug#4 | Crestron Electronics: TPS-RFGWX #1 |  | Crestron Electronics | Crestron | TPS-RFGWX | CRES133 |  |  |  | Oct 20 2014 4:29PM
Hillsboro | Hillsboro -> IDC -> AV cabinet 1 -> 56144-X31 | 56144-X31 | InOutPlug#4 | Dell: OptiPlex 760 DT #3 |  | Dell Computer | OptiPlex | OptiPlex 760 (Desktop) | DELC211 |  |  |  | Oct 20 2014 4:29PM
Hillsboro | Hillsboro -> IDC -> AV Cabinet 2 | AV Cabinet 2 | RU#41 | APC: AP7900 #1 |  | APC | PDU | AP7900 | APC302 |  |  |  | Oct 20 2014 4:30PM
Hillsboro | Hillsboro -> IDC -> AV Cabinet 2 | AV Cabinet 2 | RU#26 | Crestron Electronics: PRO2 #1 |  | Crestron Electronics | Control System | PRO2 (Rackmount) | CRES007 |  |  |  | Oct 20 2014 4:30PM
Hillsboro | Hillsboro -> IDC -> AV Cabinet 2 | AV Cabinet 2 | RU#24 | 56144-X31 |  | Chatsworth Products | Miscellaneous | 56144-X31 | CHPR104 |  |  |  | Oct 20 2014 4:30PM
Hillsboro | Hillsboro -> IDC -> AV Cabinet 2 | AV Cabinet 2 | RU#19 | 56144-X31 |  | Chatsworth Products | Miscellaneous | 56144-X31 | CHPR104 |  |  |  | Oct 20 2014 4:30PM
Hillsboro | Hillsboro -> IDC -> AV Cabinet 2 | AV Cabinet 2 | RU#15 | 56144-X31 |  | Chatsworth Products | Miscellaneous | 56144-X31 | CHPR104 |  |  |  | Oct 20 2014 4:30PM
Hillsboro | Hillsboro -> IDC -> AV Cabinet 2 | AV Cabinet 2 | RU#11 | 56144-X31 |  | Chatsworth Products | Miscellaneous | 56144-X31 | CHPR104 |  |  |  | Oct 20 2014 4:30PM
Hillsboro | Hillsboro -> IDC -> AV Cabinet 2 | AV Cabinet 2 | RU#07 | 56144-X31 |  | Chatsworth Products | Miscellaneous | 56144-X31 | CHPR104 |  |  |  | Oct 20 2014 4:30PM
Hillsboro | Hillsboro -> IDC -> AV Cabinet 2 | AV Cabinet 2 | RU#03 | 56144-X31 |  | Chatsworth Products | Miscellaneous | 56144-X31 | CHPR104 |  |  |  | Oct 20 2014 4:29PM
Hillsboro | Hillsboro -> IDC -> AV Cabinet 2 | AV Cabinet 2 | RU#02 | APC: AP7900 #2 |  | APC | PDU | AP7900 | APC302 |  |  |  | Oct 20 2014 4:30PM
Hillsboro | Hillsboro -> IDC -> AV Cabinet 2 | AV Cabinet 2 | RU#01 | APC: AP7900 #3 |  | APC | PDU | AP7900 | APC302 |  |  |  | Oct 20 2014 4:30PM
Hillsboro | Hillsboro -> IDC -> AV Cabinet 2 | AV Cabinet 2 | InOutPlug#2 | Server Technology: CWG-24VYM311A1 #2 |  | Server Technology | Sentry | CWG-24VYM311A1 | SERV221 |  |  |  | Oct 20 2014 4:30PM
Hillsboro | Hillsboro -> IDC -> AV Cabinet 2 | AV Cabinet 2 | InOutPlug#1 | Server Technology: CWG-24VYM311A1 #1 |  | Server Technology | Sentry | CWG-24VYM311A1 | SERV221 |  |  |  | Oct 20 2014 4:30PM
Hillsboro | Hillsboro -> IDC -> AV Cabinet 2 -> 56144-X31 | 56144-X31 | InOutPlug#4 | Dell: OptiPlex GX280 DT #1 |  | Dell Computer | OptiPlex | OptiPlex GX280 D (Horizontal) | DELL681 |  |  |  | Oct 20 2014 4:30PM
Hillsboro | Hillsboro -> IDC -> AV Cabinet 2 -> 56144-X31 | 56144-X31 | InOutPlug#7 | Crestron Electronics: TPS-RFGWX #3 |  | Crestron Electronics | Crestron | TPS-RFGWX | CRES133 |  |  |  | Oct 20 2014 4:30PM
Hillsboro | Hillsboro -> IDC -> AV Cabinet 2 -> 56144-X31 | 56144-X31 | InOutPlug#4 | Crestron Electronics: TPS-RFGWX #2 |  | Crestron Electronics | Crestron | TPS-RFGWX | CRES133 |  |  |  | Oct 20 2014 4:30PM
Hillsboro | Hillsboro -> IDC -> AV Cabinet 2 -> 56144-X31 | 56144-X31 | InOutPlug#4 | Dell: OptiPlex 760 DT #2 |  | Dell Computer | OptiPlex | OptiPlex 760 (Desktop) | DELC211 |  |  |  | Oct 20 2014 4:30PM
Hillsboro | Hillsboro -> IDC -> AV Cabinet 2 -> 56144-X31 | 56144-X31 | InOutPlug#4 | Dell: OptiPlex 760 DT #1 |  | Dell Computer | OptiPlex | OptiPlex 760 (Desktop) | DELC211 |  |  |  | Oct 20 2014 4:30PM
Hillsboro | Hillsboro -> IDC -> AV Cabinet 2 -> 56144-X31 | 56144-X31 | InOutPlug#4 | Polycom: HDX 8000 #1 |  | Polycom | RSS Series | HDX 8000 | POLC047 |  |  |  | Oct 20 2014 4:30PM
Hillsboro | Hillsboro -> IDC -> AV Cabinet 2 -> 56144-X31 | 56144-X31 | InOutPlug#1 | Crestron Electronics: TPS-RFGWX #4 |  | Crestron Electronics | Crestron | TPS-RFGWX | CRES133 |  |  |  | Oct 20 2014 4:30PM
Hillsboro | Hillsboro -> IDC -> IDC Rack #1 | IDC Rack #1 | RU#44 | Generic: 2U Cable Manager #1 |  | Generic Patch Panel Icons | Generic Patch Panel | 2U Cable Manager | PP196 |  |  |  | Oct 20 2014 4:31PM
Hillsboro | Hillsboro -> IDC -> IDC Rack #1 | IDC Rack #1 | RU#42 | Generic: 2U 24-Port Fiber Patch Panel #1 |  | Generic Equipment Set | Patch Panel | 2U 24-Port Fiber Patch Panel | GENR972 |  |  |  | Oct 20 2014 4:31PM
Hillsboro | Hillsboro -> IDC -> IDC Rack #1 | IDC Rack #1 | RU#40 | Generic: 2U 24-Port Fiber Patch Panel #2 |  | Generic Equipment Set | Patch Panel | 2U 24-Port Fiber Patch Panel | GENR972 |  |  |  | Oct 20 2014 4:31PM
Hillsboro | Hillsboro -> IDC -> IDC Rack #1 | IDC Rack #1 | RU#38 | Generic: 2U 48-Port RJ45 Patch Panel #1 |  | Generic Equipment Set | 1100CAT5 | Patch Panel 48-Port | GENR674 |  |  |  | Oct 20 2014 4:31PM
Hillsboro | Hillsboro -> IDC -> IDC Rack #1 | IDC Rack #1 | RU#36 | Generic: 2U 48-Port RJ45 Patch Panel #2 |  | Generic Equipment Set | 1100CAT5 | Patch Panel 48-Port | GENR674 | FCW1631L03A | 18000493 |  | Oct 20 2014 4:31PM
Hillsboro | Hillsboro -> IDC -> IDC Rack #1 | IDC Rack #1 | RU#24 | Generic: 4U Cable Manager #1 |  | Generic Altima Technologies Rackmountable | General Rackmount Equipment | 4U Cable Manager | 0GRM094 | smg1624nd4a |  | 10.54.0.17 | Oct 20 2014 4:31PM
Hillsboro | Hillsboro -> IDC -> IDC Rack #1 | IDC Rack #1 | RU#16 | Hilsadbwlc-02 |  | Cisco Systems | Cisco 5500 | AIR-CT5508-25-K9 | CISO656 |  |  |  | Oct 20 2014 4:31PM
Hillsboro | Hillsboro -> IDC -> IDC Rack #1 | IDC Rack #1 | RU#01 | Hllsadb-cs02 |  | Cisco Systems | Catalyst 6500 | WS-C6509-2 | CICO323 | adlh000144 |  | 10.54.244.19 | Oct 20 2014 4:31PM
Hillsboro | Hillsboro -> IDC -> IDC Rack #1 | IDC Rack #1 | InOutPlug#2 | Server Technology: CWG-24VYM311A1 #2 |  | Server Technology | Sentry | CWG-24VYM311A1 | SERV221 |  |  |  | Oct 20 2014 4:31PM
Hillsboro | Hillsboro -> IDC -> IDC Rack #1 | IDC Rack #1 | InOutPlug#1 | hilidcrack2pdu-master |  | Server Technology | Sentry | CWG-24VYM311A1 | SERV221 |  |  |  | Oct 20 2014 4:31PM
Hillsboro | Hillsboro -> IDC -> IDC Rack #2 | IDC Rack #2 | RU#44 | Generic: 2U Cable Manager #1 |  | Generic Patch Panel Icons | Generic Patch Panel | 2U Cable Manager | PP196 |  |  |  | Oct 20 2014 4:33PM
Hillsboro | Hillsboro -> IDC -> IDC Rack #2 | IDC Rack #2 | RU#42 | Generic: 2U 48-Port RJ45 Patch Panel #4 |  | Generic Equipment Set | 1100CAT5 | Patch Panel 48-Port | GENR674 |  |  |  | Oct 20 2014 4:33PM
Hillsboro | Hillsboro -> IDC -> IDC Rack #2 | IDC Rack #2 | RU#40 | Generic: 2U 48-Port RJ45 Patch Panel #3 |  | Generic Equipment Set | 1100CAT5 | Patch Panel 48-Port | GENR674 |  |  |  | Oct 20 2014 4:33PM
Hillsboro | Hillsboro -> IDC -> IDC Rack #2 | IDC Rack #2 | RU#38 | Generic: 2U 48-Port RJ45 Patch Panel #1 |  | Generic Equipment Set | 1100CAT5 | Patch Panel 48-Port | GENR674 |  |  |  | Oct 20 2014 4:33PM
Hillsboro | Hillsboro -> IDC -> IDC Rack #2 | IDC Rack #2 | RU#36 | Generic: 2U 48-Port RJ45 Patch Panel #2 |  | Generic Equipment Set | 1100CAT5 | Patch Panel 48-Port | GENR674 |  |  |  | Oct 20 2014 4:32PM
Hillsboro | Hillsboro -> IDC -> IDC Rack #2 | IDC Rack #2 | RU#34 | Generic: 2U Cable Manager #2 |  | Generic Patch Panel Icons | Generic Patch Panel | 2U Cable Manager | PP196 |  |  |  | Oct 20 2014 4:32PM
Hillsboro | Hillsboro -> IDC -> IDC Rack #2 | IDC Rack #2 | RU#32 | Generic: 2U 48-Port RJ45 Patch Panel #5 |  | Generic Equipment Set | 1100CAT5 | Patch Panel 48-Port | GENR674 |  |  |  | Oct 20 2014 4:32PM
Hillsboro | Hillsboro -> IDC -> IDC Rack #2 | IDC Rack #2 | RU#30 | Generic: 2U 48-Port RJ45 Patch Panel #6 |  | Generic Equipment Set | 1100CAT5 | Patch Panel 48-Port | GENR674 | 3900spe100k/9 | 13000493 |  | Oct 20 2014 4:32PM
Hillsboro | Hillsboro -> IDC -> IDC Rack #2 | IDC Rack #2 | RU#24 | Generic: 4U Cable Manager #1 |  | Generic Altima Technologies Rackmountable | General Rackmount Equipment | 4U Cable Manager | 0GRM094 | FCW1631L03W | 100493 | 10.54.241.11 | Oct 20 2014 4:32PM
Hillsboro | Hillsboro -> IDC -> IDC Rack #2 | IDC Rack #2 | RU#17 | Hllsadb-vgw1 |  | Cisco Systems | Cisco 3900 | Cisco3925/K9 | CISY852 | smg1620no7q |  | 10.54.0.16 | Oct 20 2014 4:32PM
Hillsboro | Hillsboro -> IDC -> IDC Rack #2 | IDC Rack #2 | RU#16 | Hllsadbwlc-01 |  | Cisco Systems | Cisco 5500 | AIR-CT5508-25-K9 | CISO656 |  |  |  | Oct 20 2014 4:32PM
Hillsboro | Hillsboro -> IDC -> IDC Rack #2 | IDC Rack #2 | RU#01 | Hllsadb-cs01 |  | Cisco Systems | Catalyst 6500 | WS-C6509-2 | CICO323 | adhl000150 |  | 10.54.244.20 | Oct 20 2014 4:32PM
Hillsboro | Hillsboro -> IDC -> IDC Rack #3 | IDC Rack #3 | RU#45 | Hil-console-1 |  | Raritan Computer | Dominion KX II | DKX2-432 | RCI152 | use247lmhd |  | 10.54.244.11 | Oct 20 2014 4:29PM
Hillsboro | Hillsboro -> IDC -> IDC Rack #3 | IDC Rack #3 | RU#44 | Hil-kvm-1 |  | Raritan Computer | Dominion KX II | DKX2-432 | RCI152 | use252rbal |  |  | Oct 20 2014 4:29PM
Hillsboro | Hillsboro -> IDC -> IDC Rack #3 | IDC Rack #3 | RU#42 | or1esx01 |  | Hewlett-Packard | ProLiant | DL380p G8 - SFF | HEPC893 | 5c7233p080 |  | 10.54.244.11 | Oct 20 2014 4:29PM
Hillsboro | Hillsboro -> IDC -> IDC Rack #3 | IDC Rack #3 | RU#40 | hiladovmnvr01 |  | Hewlett-Packard | ProLiant | DL380p G8 - LFF | HEPC892 | 5c7233p1u7 |  | 10.54.242.240 | Oct 20 2014 4:28PM
Hillsboro | Hillsboro -> IDC -> IDC Rack #3 | IDC Rack #3 | RU#38 | Hiladovmnvr1 shelf 1 |  | Hewlett-Packard | StorageWorks | AJ940A | HEPK194 | use252rbah |  |  | Oct 20 2014 4:28PM
Hillsboro | Hillsboro -> IDC -> IDC Rack #3 | IDC Rack #3 | RU#36 | Hiladovmnvr1 shelf 2 |  | Hewlett-Packard | StorageWorks | AJ940A | HEPK194 | 5c7233p1ry |  |  | Oct 20 2014 4:28PM
Hillsboro | Hillsboro -> IDC -> IDC Rack #3 | IDC Rack #3 | RU#34 | hiladovmnvr02 |  | Hewlett-Packard | ProLiant | DL380p G8 - LFF | HEPC892 | 5c7233p1mt |  | 10.54.242.241 | Oct 20 2014 4:28PM
Hillsboro | Hillsboro -> IDC -> IDC Rack #3 | IDC Rack #3 | RU#32 | Hiladovmnvr2 shelf 1 |  | Hewlett-Packard | StorageWorks | AJ940A | HEPK194 |  |  |  | Oct 20 2014 4:28PM
Hillsboro | Hillsboro -> IDC -> IDC Rack #3 | IDC Rack #3 | RU#30 | Hiladovmnvr2 shelf 2 |  | Hewlett-Packard | StorageWorks | AJ940A | HEPK194 | adlh0000140 |  | 10.54.244.21 | Oct 20 2014 4:28PM
Hillsboro | Hillsboro -> IDC -> IDC Rack #3 | IDC Rack #3 | RU#05 | 56144-X31 |  | Chatsworth Products | Miscellaneous | 56144-X31 | CHPR104 |  |  |  | Oct 20 2014 4:29PM
Hillsboro | Hillsboro -> IDC -> IDC Rack #3 | IDC Rack #3 | RU#01 | 56144-X31 |  | Chatsworth Products | Miscellaneous | 56144-X31 | CHPR104 |  |  |  | Oct 20 2014 4:29PM
Hillsboro | Hillsboro -> IDC -> IDC Rack #3 -> 56144-X31 | 56144-X31 | InOutPlug#4 | Dell: OptiPlex 760 DT #6 |  | Dell Computer | OptiPlex | OptiPlex 760 (Desktop) | DELC211 |  |  | 10.54.244.18 | Oct 20 2014 4:29PM
Hillsboro | Hillsboro -> IDC -> IDC Rack #3 -> 56144-X31 | 56144-X31 | InOutPlug#4 | Dell: OptiPlex 760 DT #5 |  | Dell Computer | OptiPlex | OptiPlex 760 (Desktop) | DELC211 |  |  | 10.54.244.14 | Oct 20 2014 4:29PM
Hillsboro | Hillsboro -> IDC -> IDC Rack #3 -> or1esx01 | or1esx01 | Slot#9 | 662883-B21 |  | Hewlett-Packard | ProLiant | 662883-B21 | HEPC894 |  |  |  | Oct 20 2014 4:28PM
Hillsboro | Hillsboro -> Main Electrical 142 -> Battery Room 145 -> Battery Room Rack 1 | Battery Room Rack 1 | RU#45 | Fiber Patch panel |  | Generic Equipment Set | Patch Panel | 12-Port Fiber Patch Panel | GENR484 |  |  |  | Oct 20 2014 4:58PM
Hillsboro | Hillsboro -> Main Electrical 142 -> Battery Room 145 -> Battery Room Rack 1 | Battery Room Rack 1 | RU#44 | 1U 24-Port RJ45 Patch Panel to electrical room |  | Generic Equipment Set | Patch Panel | 1U 24-Port RJ45 Patch Panel | GENR976 |  |  |  | Oct 20 2014 4:58PM
Hillsboro | Hillsboro -> Main Electrical 142 -> Battery Room 145 -> Battery Room Rack 1 | Battery Room Rack 1 | RU#42 | 2u 48 port copper patch panel #1 |  | Panduit | Mini-Com | CPP48FMWBLY | PAND759 |  |  |  | Oct 20 2014 4:58PM
Hillsboro | Hillsboro -> Main Electrical 142 -> Battery Room 145 -> Battery Room Rack 1 | Battery Room Rack 1 | RU#40 | 2u 48 port copper patch panel #2 |  | Panduit | Mini-Com | CPP48FMWBLY | PAND759 |  |  |  | Oct 20 2014 4:58PM
Hillsboro | Hillsboro -> Main Electrical 142 -> Battery Room 145 -> Battery Room Rack 1 | Battery Room Rack 1 | RU#39 | 8 port console |  | Raritan Computer | Remote Power Control | PCR8A-20L6 | RCI189 |  |  |  | Oct 20 2014 4:57PM
Hillsboro | Hillsboro -> Main Electrical 142 -> Battery Room 145 -> Battery Room Rack 1 | Battery Room Rack 1 | RU#38 | Generic: 1U Cable Manager #1 |  | Generic Patch Panel Icons | Generic Patch Panel | 1U Cable Manager | PP195 |  |  |  | Oct 20 2014 4:57PM
Hillsboro | Hillsboro -> Main Electrical 142 -> Battery Room 145 -> Battery Room Rack 1 | Battery Room Rack 1 | RU#37 | Hllsado-bms01 |  | Cisco Systems | Catalyst 2960 | WS-C2960S-48LPS-L | CSCY002 | fcq1627y237 |  |  | Oct 20 2014 4:57PM
Hillsboro | Hillsboro -> Main Electrical 142 -> Battery Room 145 -> Battery Room Rack 1 | Battery Room Rack 1 | RU#36 | Generic: 1U Cable Manager #2 |  | Generic Patch Panel Icons | Generic Patch Panel | 1U Cable Manager | PP195 |  |  |  | Oct 20 2014 4:57PM
Hillsboro | Hillsboro -> Main Electrical 142 -> Battery Room 145 -> Battery Room Rack 1 | Battery Room Rack 1 | RU#35 | Hllsado-bms02 |  | Cisco Systems | Catalyst 2960 | WS-C2960S-48LPS-L | CSCY002 | fcq1627y2a5 |  |  | Oct 20 2014 4:57PM
Hillsboro | Hillsboro -> Main Electrical 142 -> Battery Room 145 -> Battery Room Rack 1 | Battery Room Rack 1 | RU#32 | hilelepducab1 |  | Server Technology | Sentry | CX-16H2C452 | SERV581 |  |  |  | Oct 20 2014 4:57PM
Hillsboro | Hillsboro -> Main Electrical 142 -> Electrical room Rack 1 (Actual rack is only 19u | Electrical room Rack 1 (Actual rack is only 19u | RU#20 | Fiber patch |  | Generic Equipment Set | Patch Panel | 1U 24-Port Fiber Patch Panel | GENR971 |  |  |  | Oct 20 2014 4:55PM
Hillsboro | Hillsboro -> Main Electrical 142 -> Electrical room Rack 1 (Actual rack is only 19u | Electrical room Rack 1 (Actual rack is only 19u | RU#19 | Generic: 1U Cable Manager #4 |  | Generic Patch Panel Icons | Generic Patch Panel | 1U Cable Manager | PP195 |  |  |  | Oct 20 2014 4:55PM
Hillsboro | Hillsboro -> Main Electrical 142 -> Electrical room Rack 1 (Actual rack is only 19u | Electrical room Rack 1 (Actual rack is only 19u | RU#18 | Copper patch to battery room |  | Generic Equipment Set | Patch Panel | 1U 24-Port RJ45 Patch Panel | GENR976 |  |  |  | Oct 20 2014 4:55PM
Hillsboro | Hillsboro -> Main Electrical 142 -> Electrical room Rack 1 (Actual rack is only 19u | Electrical room Rack 1 (Actual rack is only 19u | RU#17 | Generic: 1U Cable Manager #2 |  | Generic Patch Panel Icons | Generic Patch Panel | 1U Cable Manager | PP195 |  |  |  | Oct 20 2014 4:55PM
Hillsboro | Hillsboro -> Main Electrical 142 -> Electrical room Rack 1 (Actual rack is only 19u | Electrical room Rack 1 (Actual rack is only 19u | RU#15 | Copper Security patch 48 port #1 |  | Generic Equipment Set | 1100CAT5 | Patch Panel 48-Port | GENR674 |  |  |  | Oct 20 2014 4:55PM
Hillsboro | Hillsboro -> Main Electrical 142 -> Electrical room Rack 1 (Actual rack is only 19u | Electrical room Rack 1 (Actual rack is only 19u | RU#14 | Generic: 1U Cable Manager #5 |  | Generic Patch Panel Icons | Generic Patch Panel | 1U Cable Manager | PP195 |  |  |  | Oct 20 2014 4:55PM
Hillsboro | Hillsboro -> Main Electrical 142 -> Electrical room Rack 1 (Actual rack is only 19u | Electrical room Rack 1 (Actual rack is only 19u | RU#12 | Copper Security patch 48 port #2 |  | Generic Equipment Set | 1100CAT5 | Patch Panel 48-Port | GENR674 |  |  |  | Oct 20 2014 4:55PM
Hillsboro | Hillsboro -> Main Electrical 142 -> Electrical room Rack 1 (Actual rack is only 19u | Electrical room Rack 1 (Actual rack is only 19u | RU#11 | Generic: 1U Cable Manager #3 |  | Generic Patch Panel Icons | Generic Patch Panel | 1U Cable Manager | PP195 |  |  |  | Oct 20 2014 4:55PM
Hillsboro | Hillsboro -> Main Electrical 142 -> Electrical room Rack 1 (Actual rack is only 19u | Electrical room Rack 1 (Actual rack is only 19u | RU#10 | Cisco: Catalyst 3750X-48PF #2 |  | Cisco Systems | Catalyst 3750-X | WS-C3750X-48PF-L | CISO881 |  |  |  | Oct 20 2014 4:55PM
Hillsboro | Hillsboro -> Main Electrical 142 -> Electrical room Rack 1 (Actual rack is only 19u | Electrical room Rack 1 (Actual rack is only 19u | RU#09 | Cisco: Catalyst 3750X-48PF #1 |  | Cisco Systems | Catalyst 3750-X | WS-C3750X-48PF-L | CISO881 |  |  |  | Oct 20 2014 4:55PM
Hillsboro | Hillsboro -> Main Electrical 142 -> Electrical room Rack 1 (Actual rack is only 19u | Electrical room Rack 1 (Actual rack is only 19u | RU#08 | Generic: 1U Cable Manager #1 |  | Generic Patch Panel Icons | Generic Patch Panel | 1U Cable Manager | PP195 |  |  |  | Oct 20 2014 4:55PM
Hillsboro | Hillsboro -> Main Electrical 142 -> Electrical room Rack 1 (Actual rack is only 19u | Electrical room Rack 1 (Actual rack is only 19u | RU#07 | Server Technology: CW-8H1-C20 #4 |  | Server Technology | Sentry | CW-8H1-C20 | SERV125 |  |  |  | Oct 20 2014 4:55PM
Hillsboro | Hillsboro -> Main Electrical 142 -> Electrical room Rack 1 (Actual rack is only 19u | Electrical room Rack 1 (Actual rack is only 19u | RU#06 | Server Technology: CW-8H1-C20 #3 |  | Server Technology | Sentry | CW-8H1-C20 | SERV125 |  |  |  | Oct 20 2014 4:55PM
Hillsboro | Hillsboro -> Main Electrical 142 -> Electrical room Rack 1 (Actual rack is only 19u | Electrical room Rack 1 (Actual rack is only 19u | RU#05 | Generic: Blank 1U Panel #1 |  | Generic Equipment Set | Panel | Blank 1U Panel | GENR259 |  |  |  | Oct 20 2014 4:54PM
Hillsboro | Hillsboro -> Main Electrical 142 -> Electrical room Rack 1 (Actual rack is only 19u | Electrical room Rack 1 (Actual rack is only 19u | RU#03 | Generic: Blank 2U Panel #2 |  | Generic Equipment Set | Panel | Blank 2U Panel | GENR260 |  |  |  | Oct 20 2014 4:54PM
Hillsboro | Hillsboro -> Main Electrical 142 -> Electrical room Rack 1 (Actual rack is only 19u | Electrical room Rack 1 (Actual rack is only 19u | RU#01 | Generic: Blank 2U Panel #1 |  | Generic Equipment Set | Panel | Blank 2U Panel | GENR260 |  |  |  | Oct 20 2014 4:54PM
Hillsboro | Hillsboro -> MDF-1 (705) -> MDF-1 Rack 1 | MDF-1 Rack 1 | RU#44 | Generic: 2U Cable Manager #1 |  | Generic Patch Panel Icons | Generic Patch Panel | 2U Cable Manager | PP196 |  |  |  | Oct 20 2014 5:03PM
Hillsboro | Hillsboro -> MDF-1 (705) -> MDF-1 Rack 1 | MDF-1 Rack 1 | RU#40 | 4u 96 port fiber patch panel to MPOE1 |  | Generic Equipment Set | 1100CAT5 | Patch Panel 96-Port | GENR676 |  |  |  | Oct 20 2014 5:02PM
Hillsboro | Hillsboro -> MDF-1 (705) -> MDF-1 Rack 1 | MDF-1 Rack 1 | RU#36 | 4u 96 port fiber patch panel to MDF2 |  | Generic Equipment Set | 1100CAT5 | Patch Panel 96-Port | GENR676 |  |  |  | Oct 20 2014 5:02PM
Hillsboro | Hillsboro -> MDF-1 (705) -> MDF-1 Rack 1 | MDF-1 Rack 1 | RU#34 | Generic: 2U Cable Manager #2 |  | Generic Patch Panel Icons | Generic Patch Panel | 2U Cable Manager | PP196 |  |  |  | Oct 20 2014 5:02PM
Hillsboro | Hillsboro -> MDF-1 (705) -> MDF-1 Rack 1 | MDF-1 Rack 1 | RU#32 | 48 port r45 cat 6 to MPOE1 |  | Generic Equipment Set | 1100CAT5 | Patch Panel 48-Port | GENR674 |  |  |  | Oct 20 2014 5:02PM
Hillsboro | Hillsboro -> MDF-1 (705) -> MDF-1 Rack 1 | MDF-1 Rack 1 | RU#30 | Generic: 2U Cable Manager #3 |  | Generic Patch Panel Icons | Generic Patch Panel | 2U Cable Manager | PP196 |  |  |  | Oct 20 2014 5:02PM
Hillsboro | Hillsboro -> MDF-1 (705) -> MDF-1 Rack 1 | MDF-1 Rack 1 | RU#28 | 48 port r45 cat 6 to MDF2 |  | Generic Equipment Set | 1100CAT5 | Patch Panel 48-Port | GENR674 |  |  |  | Oct 20 2014 5:02PM
Hillsboro | Hillsboro -> MDF-1 (705) -> MDF-1 Rack 1 | MDF-1 Rack 1 | RU#26 | 48 port r45 cat 6 to IDC |  | Generic Equipment Set | 1100CAT5 | Patch Panel 48-Port | GENR674 |  |  |  | Oct 20 2014 5:02PM
Hillsboro | Hillsboro -> MDF-1 (705) -> MDF-1 Rack 1 | MDF-1 Rack 1 | RU#24 | 48 port r45 cat 6 to WAO type c in hall 1 |  | Generic Equipment Set | 1100CAT5 | Patch Panel 48-Port | GENR674 |  |  |  | Oct 20 2014 5:02PM
Hillsboro | Hillsboro -> MDF-1 (705) -> MDF-1 Rack 1 | MDF-1 Rack 1 | RU#23 | APC: AR8101BLK-1U #2 |  | APC | NetShelter | AR8101BLK-1U | APC969 |  |  |  | Oct 20 2014 5:02PM
Hillsboro | Hillsboro -> MDF-1 (705) -> MDF-1 Rack 1 | MDF-1 Rack 1 | RU#22 | Generic: 1U Cable Manager #1 |  | Generic Patch Panel Icons | Generic Patch Panel | 1U Cable Manager | PP195 |  |  |  | Oct 20 2014 5:02PM
Hillsboro | Hillsboro -> MDF-1 (705) -> MDF-1 Rack 1 | MDF-1 Rack 1 | RU#21 | HIL-CONSOLE-3 |  | Raritan Computer | Dominion SX | DSXA-32 | RCI184 | WAO2800006 | N/A | 10.54.244.16 | Oct 20 2014 5:02PM
Hillsboro | Hillsboro -> MDF-1 (705) -> MDF-1 Rack 1 | MDF-1 Rack 1 | RU#20 | Generic: 1U Cable Manager #2 |  | Generic Patch Panel Icons | Generic Patch Panel | 1U Cable Manager | PP195 |  |  |  | Oct 20 2014 5:02PM
Hillsboro | Hillsboro -> MDF-1 (705) -> MDF-1 Rack 1 | MDF-1 Rack 1 | RU#17 | or1-campfw01 |  | Juniper Networks | SRX Series | SRX1400 | JUNP805 | BH2812AA0056 | 18000492 | 10.54.241.6 | Oct 20 2014 5:02PM
Hillsboro | Hillsboro -> MDF-1 (705) -> MDF-1 Rack 1 | MDF-1 Rack 1 | RU#15 | HLLSADBWAAS-01 | NETWORK SERVICES | Cisco Systems | Wide Area Application Virtualization Engine | WAVE-7541-K9 | CSCY917 | FCH1623V6ME |  | 10.54.240.122 | Oct 20 2014 5:02PM
Hillsboro | Hillsboro -> MDF-1 (705) -> MDF-1 Rack 10 | MDF-1 Rack 10 | RU#44 | Generic: 2U Cable Manager #1 |  | Generic Patch Panel Icons | Generic Patch Panel | 2U Cable Manager | PP196 |  |  |  | Oct 20 2014 5:37PM
Hillsboro | Hillsboro -> MDF-1 (705) -> MDF-1 Rack 10 | MDF-1 Rack 10 | RU#42 | 48 port r45 cat 6 to primary IDF AP-01 |  | Generic Equipment Set | 1100CAT5 | Patch Panel 48-Port | GENR674 |  |  |  | Oct 20 2014 5:37PM
Hillsboro | Hillsboro -> MDF-1 (705) -> MDF-1 Rack 10 | MDF-1 Rack 10 | RU#40 | 48 port r45 cat 6 to primary IDF AP-02 |  | Generic Equipment Set | 1100CAT5 | Patch Panel 48-Port | GENR674 |  |  |  | Oct 20 2014 5:37PM
Hillsboro | Hillsboro -> MDF-1 (705) -> MDF-1 Rack 10 | MDF-1 Rack 10 | RU#38 | 48 port r45 cat 6 to primary IDF AP-03 |  | Generic Equipment Set | 1100CAT5 | Patch Panel 48-Port | GENR674 |  |  |  | Oct 20 2014 5:37PM
Hillsboro | Hillsboro -> MDF-1 (705) -> MDF-1 Rack 10 | MDF-1 Rack 10 | RU#36 | 48 port r45 cat 6 to primary IDF AP-04 |  | Generic Equipment Set | 1100CAT5 | Patch Panel 48-Port | GENR674 |  |  |  | Oct 20 2014 5:37PM
Hillsboro | Hillsboro -> MDF-1 (705) -> MDF-1 Rack 10 | MDF-1 Rack 10 | RU#34 | Generic: 2U Cable Manager #2 |  | Generic Patch Panel Icons | Generic Patch Panel | 2U Cable Manager | PP196 |  |  |  | Oct 20 2014 5:37PM
Hillsboro | Hillsboro -> MDF-1 (705) -> MDF-1 Rack 10 | MDF-1 Rack 10 | RU#32 | 48 port r45 cat 6 to primary IDF AP-05 |  | Generic Equipment Set | 1100CAT5 | Patch Panel 48-Port | GENR674 |  |  |  | Oct 20 2014 5:37PM
Hillsboro | Hillsboro -> MDF-1 (705) -> MDF-1 Rack 10 | MDF-1 Rack 10 | RU#30 | 48 port r45 cat 6 to primary IDF AP-06 |  | Generic Equipment Set | 1100CAT5 | Patch Panel 48-Port | GENR674 |  |  |  | Oct 20 2014 5:37PM
Hillsboro | Hillsboro -> MDF-1 (705) -> MDF-1 Rack 10 | MDF-1 Rack 10 | RU#20 | Generic: 4U Cable Manager #1 |  | Generic Altima Technologies Rackmountable | General Rackmount Equipment | 4U Cable Manager | 0GRM094 |  |  |  | Oct 20 2014 5:37PM
Hillsboro | Hillsboro -> MDF-1 (705) -> MDF-1 Rack 11 | MDF-1 Rack 11 | RU#44 | Generic: 2U Cable Manager #1 |  | Generic Patch Panel Icons | Generic Patch Panel | 2U Cable Manager | PP196 |  |  |  | Oct 20 2014 5:37PM
Hillsboro | Hillsboro -> MDF-1 (705) -> MDF-1 Rack 11 | MDF-1 Rack 11 | RU#42 | 48 port r45 cat 6 to primary IDF AP-01 |  | Generic Equipment Set | 1100CAT5 | Patch Panel 48-Port | GENR674 |  |  |  | Oct 20 2014 5:37PM
Hillsboro | Hillsboro -> MDF-1 (705) -> MDF-1 Rack 11 | MDF-1 Rack 11 | RU#40 | 48 port r45 cat 6 to primary IDF AP-02 |  | Generic Equipment Set | 1100CAT5 | Patch Panel 48-Port | GENR674 |  |  |  | Oct 20 2014 5:37PM
Hillsboro | Hillsboro -> MDF-1 (705) -> MDF-1 Rack 11 | MDF-1 Rack 11 | RU#38 | 48 port r45 cat 6 to primary IDF AP-03 |  | Generic Equipment Set | 1100CAT5 | Patch Panel 48-Port | GENR674 |  |  |  | Oct 20 2014 5:37PM
Hillsboro | Hillsboro -> MDF-1 (705) -> MDF-1 Rack 11 | MDF-1 Rack 11 | RU#36 | 48 port r45 cat 6 to primary IDF AP-04 |  | Generic Equipment Set | 1100CAT5 | Patch Panel 48-Port | GENR674 |  |  |  | Oct 20 2014 5:37PM
Hillsboro | Hillsboro -> MDF-1 (705) -> MDF-1 Rack 11 | MDF-1 Rack 11 | RU#34 | Generic: 2U Cable Manager #2 |  | Generic Patch Panel Icons | Generic Patch Panel | 2U Cable Manager | PP196 |  |  |  | Oct 20 2014 5:37PM
Hillsboro | Hillsboro -> MDF-1 (705) -> MDF-1 Rack 11 | MDF-1 Rack 11 | RU#32 | 48 port r45 cat 6 to primary IDF AP-05 |  | Generic Equipment Set | 1100CAT5 | Patch Panel 48-Port | GENR674 |  |  |  | Oct 20 2014 5:37PM
Hillsboro | Hillsboro -> MDF-1 (705) -> MDF-1 Rack 11 | MDF-1 Rack 11 | RU#30 | 48 port r45 cat 6 to primary IDF AP-06 |  | Generic Equipment Set | 1100CAT5 | Patch Panel 48-Port | GENR674 |  |  |  | Oct 20 2014 5:37PM
Hillsboro | Hillsboro -> MDF-1 (705) -> MDF-1 Rack 11 | MDF-1 Rack 11 | RU#20 | Generic: 4U Cable Manager #1 |  | Generic Altima Technologies Rackmountable | General Rackmount Equipment | 4U Cable Manager | 0GRM094 |  |  |  | Oct 20 2014 5:37PM
Hillsboro | Hillsboro -> MDF-1 (705) -> MDF-1 Rack 13 | MDF-1 Rack 13 | RU#44 | Generic: 2U Cable Manager #1 |  | Generic Patch Panel Icons | Generic Patch Panel | 2U Cable Manager | PP196 |  |  |  | Oct 20 2014 5:39PM
Hillsboro | Hillsboro -> MDF-1 (705) -> MDF-1 Rack 13 | MDF-1 Rack 13 | RU#42 | 48 port r45 cat 6 to primary IDF AP-01 |  | Generic Equipment Set | 1100CAT5 | Patch Panel 48-Port | GENR674 |  |  |  | Oct 20 2014 5:39PM
Hillsboro | Hillsboro -> MDF-1 (705) -> MDF-1 Rack 13 | MDF-1 Rack 13 | RU#40 | 48 port r45 cat 6 to primary IDF AP-02 |  | Generic Equipment Set | 1100CAT5 | Patch Panel 48-Port | GENR674 |  |  |  | Oct 20 2014 5:39PM
Hillsboro | Hillsboro -> MDF-1 (705) -> MDF-1 Rack 13 | MDF-1 Rack 13 | RU#38 | 48 port r45 cat 6 to primary IDF AP-03 |  | Generic Equipment Set | 1100CAT5 | Patch Panel 48-Port | GENR674 |  |  |  | Oct 20 2014 5:39PM
Hillsboro | Hillsboro -> MDF-1 (705) -> MDF-1 Rack 13 | MDF-1 Rack 13 | RU#36 | 48 port r45 cat 6 to primary IDF AP-04 |  | Generic Equipment Set | 1100CAT5 | Patch Panel 48-Port | GENR674 |  |  |  | Oct 20 2014 5:39PM
Hillsboro | Hillsboro -> MDF-1 (705) -> MDF-1 Rack 13 | MDF-1 Rack 13 | RU#34 | Generic: 2U Cable Manager #2 |  | Generic Patch Panel Icons | Generic Patch Panel | 2U Cable Manager | PP196 |  |  |  | Oct 20 2014 5:39PM
Hillsboro | Hillsboro -> MDF-1 (705) -> MDF-1 Rack 13 | MDF-1 Rack 13 | RU#32 | 48 port r45 cat 6 to primary IDF AP-05 |  | Generic Equipment Set | 1100CAT5 | Patch Panel 48-Port | GENR674 |  |  |  | Oct 20 2014 5:39PM
Hillsboro | Hillsboro -> MDF-1 (705) -> MDF-1 Rack 13 | MDF-1 Rack 13 | RU#30 | 48 port r45 cat 6 to primary IDF AP-06 |  | Generic Equipment Set | 1100CAT5 | Patch Panel 48-Port | GENR674 |  |  |  | Oct 20 2014 5:39PM
Hillsboro | Hillsboro -> MDF-1 (705) -> MDF-1 Rack 13 | MDF-1 Rack 13 | RU#20 | Generic: 4U Cable Manager #1 |  | Generic Altima Technologies Rackmountable | General Rackmount Equipment | 4U Cable Manager | 0GRM094 |  |  |  | Oct 20 2014 5:39PM
Hillsboro | Hillsboro -> MDF-1 (705) -> MDF-1 Rack 14 | MDF-1 Rack 14 | RU#44 | Generic: 2U Cable Manager #1 |  | Generic Patch Panel Icons | Generic Patch Panel | 2U Cable Manager | PP196 |  |  |  | Oct 20 2014 5:39PM
Hillsboro | Hillsboro -> MDF-1 (705) -> MDF-1 Rack 14 | MDF-1 Rack 14 | RU#42 | 48 port r45 cat 6 to primary IDF AP-01 |  | Generic Equipment Set | 1100CAT5 | Patch Panel 48-Port | GENR674 |  |  |  | Oct 20 2014 5:39PM
Hillsboro | Hillsboro -> MDF-1 (705) -> MDF-1 Rack 14 | MDF-1 Rack 14 | RU#40 | 48 port r45 cat 6 to primary IDF AP-02 |  | Generic Equipment Set | 1100CAT5 | Patch Panel 48-Port | GENR674 |  |  |  | Oct 20 2014 5:39PM
Hillsboro | Hillsboro -> MDF-1 (705) -> MDF-1 Rack 14 | MDF-1 Rack 14 | RU#38 | 48 port r45 cat 6 to primary IDF AP-03 |  | Generic Equipment Set | 1100CAT5 | Patch Panel 48-Port | GENR674 |  |  |  | Oct 20 2014 5:39PM
Hillsboro | Hillsboro -> MDF-1 (705) -> MDF-1 Rack 14 | MDF-1 Rack 14 | RU#36 | 48 port r45 cat 6 to primary IDF AP-04 |  | Generic Equipment Set | 1100CAT5 | Patch Panel 48-Port | GENR674 |  |  |  | Oct 20 2014 5:39PM
Hillsboro | Hillsboro -> MDF-1 (705) -> MDF-1 Rack 14 | MDF-1 Rack 14 | RU#34 | Generic: 2U Cable Manager #2 |  | Generic Patch Panel Icons | Generic Patch Panel | 2U Cable Manager | PP196 |  |  |  | Oct 20 2014 5:39PM
Hillsboro | Hillsboro -> MDF-1 (705) -> MDF-1 Rack 14 | MDF-1 Rack 14 | RU#32 | 48 port r45 cat 6 to primary IDF AP-05 |  | Generic Equipment Set | 1100CAT5 | Patch Panel 48-Port | GENR674 |  |  |  | Oct 20 2014 5:39PM
Hillsboro | Hillsboro -> MDF-1 (705) -> MDF-1 Rack 14 | MDF-1 Rack 14 | RU#30 | 48 port r45 cat 6 to primary IDF AP-06 |  | Generic Equipment Set | 1100CAT5 | Patch Panel 48-Port | GENR674 |  |  |  | Oct 20 2014 5:39PM
Hillsboro | Hillsboro -> MDF-1 (705) -> MDF-1 Rack 14 | MDF-1 Rack 14 | RU#20 | Generic: 4U Cable Manager #1 |  | Generic Altima Technologies Rackmountable | General Rackmount Equipment | 4U Cable Manager | 0GRM094 |  |  |  | Oct 20 2014 5:39PM
Hillsboro | Hillsboro -> MDF-1 (705) -> MDF-1 Rack 15 | MDF-1 Rack 15 | RU#44 | Generic: 2U Cable Manager #1 |  | Generic Patch Panel Icons | Generic Patch Panel | 2U Cable Manager | PP196 |  |  |  | Oct 20 2014 5:04PM
Hillsboro | Hillsboro -> MDF-1 (705) -> MDF-1 Rack 15 | MDF-1 Rack 15 | RU#40 | 4U 96-Port fiber Patch Panel to MPOE2 |  | Generic Equipment Set | 1100CAT5 | Patch Panel 96-Port | GENR676 |  |  |  | Oct 20 2014 5:04PM
Hillsboro | Hillsboro -> MDF-1 (705) -> MDF-1 Rack 15 | MDF-1 Rack 15 | RU#38 | 2U 48-Port RJ45 Patch Pane cat 6 to IDC |  | Generic Equipment Set | 1100CAT5 | Patch Panel 48-Port | GENR674 |  |  |  | Oct 20 2014 5:04PM
Hillsboro | Hillsboro -> MDF-1 (705) -> MDF-1 Rack 15 | MDF-1 Rack 15 | RU#36 | Generic: 2U Cable Manager #2 |  | Generic Patch Panel Icons | Generic Patch Panel | 2U Cable Manager | PP196 |  |  |  | Oct 20 2014 5:04PM
Hillsboro | Hillsboro -> MDF-1 (705) -> MDF-1 Rack 15 | MDF-1 Rack 15 | RU#20 | Generic: 4U Cable Manager #1 |  | Generic Altima Technologies Rackmountable | General Rackmount Equipment | 4U Cable Manager | 0GRM094 |  |  |  | Oct 20 2014 5:04PM
Hillsboro | Hillsboro -> MDF-1 (705) -> MDF-1 Rack 2 | MDF-1 Rack 2 | RU#44 | Generic: 2U Cable Manager #1 |  | Generic Patch Panel Icons | Generic Patch Panel | 2U Cable Manager | PP196 |  |  |  | Dec 16 2015 12:45PM
Hillsboro | Hillsboro -> MDF-1 (705) -> MDF-1 Rack 2 | MDF-1 Rack 2 | RU#40 | 4u 96 port fiber patch panel to IDF AP-01 |  | Generic Equipment Set | 1100CAT5 | Patch Panel 96-Port | GENR676 |  |  |  | Dec 16 2015 12:45PM
Hillsboro | Hillsboro -> MDF-1 (705) -> MDF-1 Rack 2 | MDF-1 Rack 2 | RU#36 | 4u 96 port fiber patch panel to IDF AP-03 |  | Generic Equipment Set | 1100CAT5 | Patch Panel 96-Port | GENR676 |  |  |  | Dec 16 2015 12:45PM
Hillsboro | Hillsboro -> MDF-1 (705) -> MDF-1 Rack 2 | MDF-1 Rack 2 | RU#32 | 4u 96 port fiber patch panel to IDF AP-05 |  | Generic Equipment Set | 1100CAT5 | Patch Panel 96-Port | GENR676 |  |  |  | Dec 16 2015 12:45PM
Hillsboro | Hillsboro -> MDF-1 (705) -> MDF-1 Rack 2 | MDF-1 Rack 2 | RU#28 | 4u 96 port fiber patch panel to IDF AS-01 |  | Generic Equipment Set | 1100CAT5 | Patch Panel 96-Port | GENR676 |  |  |  | Dec 16 2015 12:45PM
Hillsboro | Hillsboro -> MDF-1 (705) -> MDF-1 Rack 2 | MDF-1 Rack 2 | RU#24 | 4u 96 port fiber patch panel to IDF AS-03 |  | Generic Equipment Set | 1100CAT5 | Patch Panel 96-Port | GENR676 |  |  |  | Dec 16 2015 12:45PM
Hillsboro | Hillsboro -> MDF-1 (705) -> MDF-1 Rack 2 | MDF-1 Rack 2 | RU#20 | Generic: 4U Cable Manager #1 |  | Generic Altima Technologies Rackmountable | General Rackmount Equipment | 4U Cable Manager | 0GRM094 |  |  |  | Dec 16 2015 12:45PM
Hillsboro | Hillsboro -> MDF-1 (705) -> MDF-1 Rack 2 | MDF-1 Rack 2 | RU#16 | 4u 96 port fiber patch panel to IDF AS-05 |  | Generic Equipment Set | 1100CAT5 | Patch Panel 96-Port | GENR676 |  |  |  | Dec 16 2015 12:45PM
Hillsboro | Hillsboro -> MDF-1 (705) -> MDF-1 Rack 2 | MDF-1 Rack 2 | RU#01 | or1-inet-nv-01 |  | Cisco Systems | ASR 9000 Series | ASR-9006-AC-V2 | CSSY564 |  |  |  | Dec 16 2015 12:46PM
Hillsboro | Hillsboro -> MDF-1 (705) -> MDF-1 Rack 3 | MDF-1 Rack 3 | RU#44 | Generic: 2U Cable Manager #1 |  | Generic Patch Panel Icons | Generic Patch Panel | 2U Cable Manager | PP196 |  |  |  | Oct 20 2014 5:05PM
Hillsboro | Hillsboro -> MDF-1 (705) -> MDF-1 Rack 3 | MDF-1 Rack 3 | RU#42 | 48 port r45 cat 6 to primary IDF AP-01 |  | Generic Equipment Set | 1100CAT5 | Patch Panel 48-Port | GENR674 |  |  |  | Oct 20 2014 5:05PM
Hillsboro | Hillsboro -> MDF-1 (705) -> MDF-1 Rack 3 | MDF-1 Rack 3 | RU#40 | 48 port r45 cat 6 to primary IDF AP-02 |  | Generic Equipment Set | 1100CAT5 | Patch Panel 48-Port | GENR674 |  |  |  | Oct 20 2014 5:05PM
Hillsboro | Hillsboro -> MDF-1 (705) -> MDF-1 Rack 3 | MDF-1 Rack 3 | RU#38 | 48 port r45 cat 6 to primary IDF AP-03 |  | Generic Equipment Set | 1100CAT5 | Patch Panel 48-Port | GENR674 |  |  |  | Oct 20 2014 5:05PM
Hillsboro | Hillsboro -> MDF-1 (705) -> MDF-1 Rack 3 | MDF-1 Rack 3 | RU#36 | 48 port r45 cat 6 to primary IDF AP-04 |  | Generic Equipment Set | 1100CAT5 | Patch Panel 48-Port | GENR674 |  |  |  | Oct 20 2014 5:05PM
Hillsboro | Hillsboro -> MDF-1 (705) -> MDF-1 Rack 3 | MDF-1 Rack 3 | RU#34 | Generic: 2U Cable Manager #2 |  | Generic Patch Panel Icons | Generic Patch Panel | 2U Cable Manager | PP196 |  |  |  | Oct 20 2014 5:04PM
Hillsboro | Hillsboro -> MDF-1 (705) -> MDF-1 Rack 3 | MDF-1 Rack 3 | RU#32 | 48 port r45 cat 6 to primary IDF AP-05 |  | Generic Equipment Set | 1100CAT5 | Patch Panel 48-Port | GENR674 |  |  |  | Oct 20 2014 5:04PM
Hillsboro | Hillsboro -> MDF-1 (705) -> MDF-1 Rack 3 | MDF-1 Rack 3 | RU#30 | 48 port r45 cat 6 to primary IDF AP-06 |  | Generic Equipment Set | 1100CAT5 | Patch Panel 48-Port | GENR674 |  |  |  | Oct 20 2014 5:04PM
Hillsboro | Hillsboro -> MDF-1 (705) -> MDF-1 Rack 3 | MDF-1 Rack 3 | RU#20 | apcon1.or1 |  | Apcon | IntellaFlex | ACI-3288-XR-AC | APCO143 | 88120099 | 569590 |  | May 19 2016 6:23PM
Hillsboro | Hillsboro -> MDF-1 (705) -> MDF-1 Rack 4 | MDF-1 Rack 4 | RU#44 | Generic: 2U Cable Manager #1 |  | Generic Patch Panel Icons | Generic Patch Panel | 2U Cable Manager | PP196 |  |  |  | Oct 20 2014 5:05PM
Hillsboro | Hillsboro -> MDF-1 (705) -> MDF-1 Rack 4 | MDF-1 Rack 4 | RU#42 | 2U 48-Port RJ45 Patch Panel to secondary IDF AS-01 |  | Generic Equipment Set | 1100CAT5 | Patch Panel 48-Port | GENR674 |  |  |  | Oct 20 2014 5:05PM
Hillsboro | Hillsboro -> MDF-1 (705) -> MDF-1 Rack 4 | MDF-1 Rack 4 | RU#40 | 2U 48-Port RJ45 Patch Panel to secondary IDF AS-02 |  | Generic Equipment Set | 1100CAT5 | Patch Panel 48-Port | GENR674 |  |  |  | Oct 20 2014 5:05PM
Hillsboro | Hillsboro -> MDF-1 (705) -> MDF-1 Rack 4 | MDF-1 Rack 4 | RU#38 | 2U 48-Port RJ45 Patch Panel to secondary IDF AS-03 |  | Generic Equipment Set | 1100CAT5 | Patch Panel 48-Port | GENR674 |  |  |  | Oct 20 2014 5:05PM
Hillsboro | Hillsboro -> MDF-1 (705) -> MDF-1 Rack 4 | MDF-1 Rack 4 | RU#36 | 2U 48-Port RJ45 Patch Panel to secondary IDF AS-04 |  | Generic Equipment Set | 1100CAT5 | Patch Panel 48-Port | GENR674 |  |  |  | Oct 20 2014 5:05PM
Hillsboro | Hillsboro -> MDF-1 (705) -> MDF-1 Rack 4 | MDF-1 Rack 4 | RU#34 | Generic: 2U Cable Manager #2 |  | Generic Patch Panel Icons | Generic Patch Panel | 2U Cable Manager | PP196 |  |  |  | Oct 20 2014 5:05PM
Hillsboro | Hillsboro -> MDF-1 (705) -> MDF-1 Rack 4 | MDF-1 Rack 4 | RU#32 | 2U 48-Port RJ45 Patch Panel to secondary IDF AS-05 |  | Generic Equipment Set | 1100CAT5 | Patch Panel 48-Port | GENR674 |  |  |  | Oct 20 2014 5:05PM
Hillsboro | Hillsboro -> MDF-1 (705) -> MDF-1 Rack 4 | MDF-1 Rack 4 | RU#30 | 2U 48-Port RJ45 Patch Panel to secondary IDF AS-06 |  | Generic Equipment Set | 1100CAT5 | Patch Panel 48-Port | GENR674 |  |  |  | Oct 20 2014 5:05PM
Hillsboro | Hillsboro -> MDF-1 (705) -> MDF-1 Rack 4 | MDF-1 Rack 4 | RU#20 | Generic: 4U Cable Manager #1 |  | Generic Altima Technologies Rackmountable | General Rackmount Equipment | 4U Cable Manager | 0GRM094 |  |  |  | Oct 20 2014 5:05PM
Hillsboro | Hillsboro -> MDF-1 (705) -> MDF-1 Rack 5 | MDF-1 Rack 5 | RU#01 | rt-b-1.or1 |  | Cisco Systems | ASR 9000 Series | ASR-9010-DC | CSCO945 | 68-4236-01 B0 | 549998 |  | May 19 2016 6:23PM
Hillsboro | Hillsboro -> MDF-1 (705) -> MDF-1 Rack 6 | MDF-1 Rack 6 | RU#44 | Generic: 2U Cable Manager #1 |  | Generic Patch Panel Icons | Generic Patch Panel | 2U Cable Manager | PP196 |  |  |  | Oct 20 2014 5:06PM
Hillsboro | Hillsboro -> MDF-1 (705) -> MDF-1 Rack 6 | MDF-1 Rack 6 | RU#42 | Generic: 2U 24-Port Fiber Patch Panel #1 |  | Generic Equipment Set | Patch Panel | 2U 24-Port Fiber Patch Panel | GENR972 |  |  |  | Oct 20 2014 5:06PM
Hillsboro | Hillsboro -> MDF-1 (705) -> MDF-1 Rack 6 | MDF-1 Rack 6 | RU#40 | Generic: 2U 24-Port Fiber Patch Panel #2 |  | Generic Equipment Set | Patch Panel | 2U 24-Port Fiber Patch Panel | GENR972 |  |  |  | Oct 20 2014 5:06PM
Hillsboro | Hillsboro -> MDF-1 (705) -> MDF-1 Rack 6 | MDF-1 Rack 6 | RU#38 | Generic: 2U 48-Port RJ45 Patch Panel #1 |  | Generic Equipment Set | 1100CAT5 | Patch Panel 48-Port | GENR674 |  |  |  | Oct 20 2014 5:06PM
Hillsboro | Hillsboro -> MDF-1 (705) -> MDF-1 Rack 6 | MDF-1 Rack 6 | RU#36 | Generic: 2U 48-Port RJ45 Patch Panel #2 |  | Generic Equipment Set | 1100CAT5 | Patch Panel 48-Port | GENR674 |  |  |  | Oct 20 2014 5:06PM
Hillsboro | Hillsboro -> MDF-1 (705) -> MDF-1 Rack 6 | MDF-1 Rack 6 | RU#34 | Generic: 2U Cable Manager #2 |  | Generic Patch Panel Icons | Generic Patch Panel | 2U Cable Manager | PP196 |  |  |  | Oct 20 2014 5:06PM
Hillsboro | Hillsboro -> MDF-1 (705) -> MDF-1 Rack 6 | MDF-1 Rack 6 | RU#32 | Generic: 2U 48-Port RJ45 Patch Panel #3 |  | Generic Equipment Set | 1100CAT5 | Patch Panel 48-Port | GENR674 |  |  |  | Oct 20 2014 5:06PM
Hillsboro | Hillsboro -> MDF-1 (705) -> MDF-1 Rack 6 | MDF-1 Rack 6 | RU#30 | Generic: 2U 48-Port RJ45 Patch Panel #4 |  | Generic Equipment Set | 1100CAT5 | Patch Panel 48-Port | GENR674 |  |  |  | Oct 20 2014 5:06PM
Hillsboro | Hillsboro -> MDF-1 (705) -> MDF-1 Rack 6 | MDF-1 Rack 6 | RU#19 | Generic: 4U Cable Manager #1 |  | Generic Altima Technologies Rackmountable | General Rackmount Equipment | 4U Cable Manager | 0GRM094 |  |  |  | Oct 20 2014 5:06PM
Hillsboro | Hillsboro -> MDF-1 (705) -> MDF-1 Rack 7 | MDF-1 Rack 7 | RU#44 | Generic: 2U Cable Manager #1 |  | Generic Patch Panel Icons | Generic Patch Panel | 2U Cable Manager | PP196 |  |  |  | Oct 20 2014 5:07PM
Hillsboro | Hillsboro -> MDF-1 (705) -> MDF-1 Rack 7 | MDF-1 Rack 7 | RU#42 | Generic: 2U 24-Port Fiber Patch Panel #1 |  | Generic Equipment Set | Patch Panel | 2U 24-Port Fiber Patch Panel | GENR972 |  |  |  | Oct 20 2014 5:07PM
Hillsboro | Hillsboro -> MDF-1 (705) -> MDF-1 Rack 7 | MDF-1 Rack 7 | RU#40 | Generic: 2U 24-Port Fiber Patch Panel #2 |  | Generic Equipment Set | Patch Panel | 2U 24-Port Fiber Patch Panel | GENR972 |  |  |  | Oct 20 2014 5:07PM
Hillsboro | Hillsboro -> MDF-1 (705) -> MDF-1 Rack 7 | MDF-1 Rack 7 | RU#38 | Generic: 2U 48-Port RJ45 Patch Panel #1 |  | Generic Equipment Set | 1100CAT5 | Patch Panel 48-Port | GENR674 |  |  |  | Oct 20 2014 5:07PM
Hillsboro | Hillsboro -> MDF-1 (705) -> MDF-1 Rack 7 | MDF-1 Rack 7 | RU#36 | Generic: 2U 48-Port RJ45 Patch Panel #2 |  | Generic Equipment Set | 1100CAT5 | Patch Panel 48-Port | GENR674 |  |  |  | Oct 20 2014 5:07PM
Hillsboro | Hillsboro -> MDF-1 (705) -> MDF-1 Rack 7 | MDF-1 Rack 7 | RU#34 | Generic: 2U Cable Manager #2 |  | Generic Patch Panel Icons | Generic Patch Panel | 2U Cable Manager | PP196 |  |  |  | Oct 20 2014 5:06PM
Hillsboro | Hillsboro -> MDF-1 (705) -> MDF-1 Rack 7 | MDF-1 Rack 7 | RU#32 | Generic: 2U 48-Port RJ45 Patch Panel #3 |  | Generic Equipment Set | 1100CAT5 | Patch Panel 48-Port | GENR674 |  |  |  | Oct 20 2014 5:06PM
Hillsboro | Hillsboro -> MDF-1 (705) -> MDF-1 Rack 7 | MDF-1 Rack 7 | RU#30 | Generic: 2U 48-Port RJ45 Patch Panel #4 |  | Generic Equipment Set | 1100CAT5 | Patch Panel 48-Port | GENR674 |  |  |  | Oct 20 2014 5:06PM
Hillsboro | Hillsboro -> MDF-1 (705) -> MDF-1 Rack 7 | MDF-1 Rack 7 | RU#20 | Generic: 4U Cable Manager #1 |  | Generic Altima Technologies Rackmountable | General Rackmount Equipment | 4U Cable Manager | 0GRM094 |  |  |  | Oct 20 2014 5:06PM
Hillsboro | Hillsboro -> MDF-1 (705) -> MDF-1 Rack 8 | MDF-1 Rack 8 | RU#45 | OR1_MDF1R8_CON01 |  | Raritan Computer | Dominion SX | DSXA-48-AC | RCI175 | WAI4B00038 | 565699 |  | Jun 23 2015 6:08PM
Hillsboro | Hillsboro -> MDF-1 (705) -> MDF-1 Rack 8 | MDF-1 Rack 8 | RU#29 | or1-wedges01 |  | Cisco Systems | Catalyst 4500-X | WS-C4500X-40X-ES | CISC050 | JAE184103FR | 565695 |  | May 19 2016 6:23PM
Hillsboro | Hillsboro -> MDF-1 (705) -> MDF-1 Rack 8 | MDF-1 Rack 8 | RU#27 | 2u cable manager |  | Ortronics | Mighty Mo 6 Cable Management | OR-MM6HMF2RU | ORT891 |  |  |  | May 19 2016 6:23PM
Hillsboro | Hillsboro -> MDF-1 (705) -> MDF-1 Rack 8 | MDF-1 Rack 8 | RU#26 | or1-inets01 |  | Cisco Systems | Catalyst 4500-X | WS-C4500X-40X-ES | CISC050 | JAE1838095Q | 566231 |  | May 19 2016 6:23PM
Hillsboro | Hillsboro -> MDF-1 (705) -> MDF-1 Rack 8 | MDF-1 Rack 8 | RU#24 | or1-befw01 |  | Juniper Networks | SRX Series | SRX550 | JNPR089 |  | 565685 |  | May 19 2016 6:24PM
Hillsboro | Hillsboro -> MDF-1 (705) -> MDF-1 Rack 8 | MDF-1 Rack 8 | RU#22 | or1-fefw01 |  | Juniper Networks | SRX Series | SRX550 | JNPR089 | AL4414AK0054 | 565684 |  | May 19 2016 6:24PM
Hillsboro | Hillsboro -> MDF-1 (705) -> MDF-1 Rack 8 | MDF-1 Rack 8 | RU#01 | or1-wan |  | Cisco Systems | ASR 1000 Series | ASR1006 | CISO864 | FXS2005Q0UQ | 581847 |  | May 19 2016 6:23PM
Hillsboro | Hillsboro -> MDF-1 (705) -> MDF-1 Rack 9 | MDF-1 Rack 9 | RU#44 | Generic: 2U Cable Manager #1 |  | Generic Patch Panel Icons | Generic Patch Panel | 2U Cable Manager | PP196 |  |  |  | Oct 20 2014 5:37PM
Hillsboro | Hillsboro -> MDF-1 (705) -> MDF-1 Rack 9 | MDF-1 Rack 9 | RU#42 | 48 port r45 cat 6 to primary IDF AP-01 |  | Generic Equipment Set | 1100CAT5 | Patch Panel 48-Port | GENR674 |  |  |  | Oct 20 2014 5:37PM
Hillsboro | Hillsboro -> MDF-1 (705) -> MDF-1 Rack 9 | MDF-1 Rack 9 | RU#40 | 48 port r45 cat 6 to primary IDF AP-02 |  | Generic Equipment Set | 1100CAT5 | Patch Panel 48-Port | GENR674 |  |  |  | Oct 20 2014 5:37PM
Hillsboro | Hillsboro -> MDF-1 (705) -> MDF-1 Rack 9 | MDF-1 Rack 9 | RU#38 | 48 port r45 cat 6 to primary IDF AP-03 |  | Generic Equipment Set | 1100CAT5 | Patch Panel 48-Port | GENR674 |  |  |  | Oct 20 2014 5:37PM
Hillsboro | Hillsboro -> MDF-1 (705) -> MDF-1 Rack 9 | MDF-1 Rack 9 | RU#36 | 48 port r45 cat 6 to primary IDF AP-04 |  | Generic Equipment Set | 1100CAT5 | Patch Panel 48-Port | GENR674 |  |  |  | Oct 20 2014 5:37PM
Hillsboro | Hillsboro -> MDF-1 (705) -> MDF-1 Rack 9 | MDF-1 Rack 9 | RU#34 | Generic: 2U Cable Manager #2 |  | Generic Patch Panel Icons | Generic Patch Panel | 2U Cable Manager | PP196 |  |  |  | Oct 20 2014 5:37PM
Hillsboro | Hillsboro -> MDF-1 (705) -> MDF-1 Rack 9 | MDF-1 Rack 9 | RU#32 | 48 port r45 cat 6 to primary IDF AP-05 |  | Generic Equipment Set | 1100CAT5 | Patch Panel 48-Port | GENR674 |  |  |  | Oct 20 2014 5:37PM
Hillsboro | Hillsboro -> MDF-1 (705) -> MDF-1 Rack 9 | MDF-1 Rack 9 | RU#30 | 48 port r45 cat 6 to primary IDF AP-06 |  | Generic Equipment Set | 1100CAT5 | Patch Panel 48-Port | GENR674 |  |  |  | Oct 20 2014 5:37PM
Hillsboro | Hillsboro -> MDF-1 (705) -> MDF-1 Rack 9 | MDF-1 Rack 9 | RU#20 | Generic: 4U Cable Manager #1 |  | Generic Altima Technologies Rackmountable | General Rackmount Equipment | 4U Cable Manager | 0GRM094 |  |  |  | Oct 20 2014 5:37PM
Hillsboro | Hillsboro -> MDF-1 (705) -> MDF-1Rack 12 | MDF-1Rack 12 | RU#44 | Generic: 2U Cable Manager #1 |  | Generic Patch Panel Icons | Generic Patch Panel | 2U Cable Manager | PP196 |  |  |  | Oct 20 2014 5:03PM
Hillsboro | Hillsboro -> MDF-1 (705) -> MDF-1Rack 12 | MDF-1Rack 12 | RU#42 | Generic: 1U Cable Manager #1 |  | Generic Patch Panel Icons | Generic Patch Panel | 1U Cable Manager | PP195 |  |  |  | Oct 20 2014 5:03PM
Hillsboro | Hillsboro -> MDF-1 (705) -> MDF-1Rack 12 | MDF-1Rack 12 | RU#41 | Hllsadb-bmscs01 |  | Cisco Systems | Catalyst 3750-X | WS-C3750X-48PF-L | CISO881 | FDO1641P1HH |  | 10.54.252.2 | Oct 20 2014 5:03PM
Hillsboro | Hillsboro -> MDF-1 (705) -> MDF-1Rack 12 | MDF-1Rack 12 | RU#40 | Hllsadb-bmscs02 |  | Cisco Systems | Catalyst 3750-X | WS-C3750X-48PF-L | CISO881 | FDO1641P1GQ |  | 10.54.252.3 | Oct 20 2014 5:03PM
Hillsboro | Hillsboro -> MDF-1 (705) -> MDF-1Rack 12 | MDF-1Rack 12 | RU#39 | Generic: 1U Cable Manager #2 |  | Generic Patch Panel Icons | Generic Patch Panel | 1U Cable Manager | PP195 |  |  |  | Oct 20 2014 5:03PM
Hillsboro | Hillsboro -> MDF-1 (705) -> MDF-1Rack 12 | MDF-1Rack 12 | RU#38 | Hllsadb-bms1as01 |  | Cisco Systems | Catalyst 2960 | WS-C2960S-48LPS-L | CSCY002 | FCQ1627Y28X |  | 10.54.252.4 | Oct 20 2014 5:03PM
Hillsboro | Hillsboro -> MDF-1 (705) -> MDF-1Rack 12 | MDF-1Rack 12 | RU#37 | Hllsadb-bms1as02 |  | Cisco Systems | Catalyst 2960 | WS-C2960S-48LPS-L | CSCY002 | FCQ1627Y29A |  | 10.54.252.6 | Oct 20 2014 5:03PM
Hillsboro | Hillsboro -> MDF-1 (705) -> MDF-1Rack 12 | MDF-1Rack 12 | RU#36 | Generic: 1U Cable Manager #3 |  | Generic Patch Panel Icons | Generic Patch Panel | 1U Cable Manager | PP195 |  |  |  | Oct 20 2014 5:03PM
Hillsboro | Hillsboro -> MDF-1 (705) -> MDF-1Rack 12 | MDF-1Rack 12 | RU#34 | OR1-bas |  | Hewlett-Packard | ProLiant | DL380p G8 - LFF | HEPC892 |  |  | 10.54.252.11 | Oct 20 2014 5:03PM
Hillsboro | Hillsboro -> MDF-1 (705) -> MDF-1Rack 12 | MDF-1Rack 12 | RU#32 | OR1-epms |  | Hewlett-Packard | ProLiant | DL380p G8 - LFF | HEPC892 |  |  |  | Oct 20 2014 5:03PM
Hillsboro | Hillsboro -> MDF-1 (705) -> MDF-1Rack 12 | MDF-1Rack 12 | RU#22 | Generic: 4U Cable Manager #1 |  | Generic Altima Technologies Rackmountable | General Rackmount Equipment | 4U Cable Manager | 0GRM094 |  |  |  | Oct 20 2014 5:03PM
Hillsboro | Hillsboro -> MDF-1 (705) -> MDF-1Rack 12 | MDF-1Rack 12 | InOutPlug#2 | Server Technology: CW-24V2-L30M #2 |  | Server Technology | Sentry | CW-24V2-L30M | SERV190 |  |  |  | Oct 20 2014 5:03PM
Hillsboro | Hillsboro -> MDF-1 (705) -> MDF-1Rack 12 | MDF-1Rack 12 | InOutPlug#1 | Server Technology: CW-24V2-L30M #1 |  | Server Technology | Sentry | CW-24V2-L30M | SERV190 |  |  |  | Oct 20 2014 5:03PM
Hillsboro | Hillsboro -> MDF-2 (703) -> MDF-2 Rack 1 | MDF-2 Rack 1 | RU#44 | Generic: 2U Cable Manager #1 |  | Generic Patch Panel Icons | Generic Patch Panel | 2U Cable Manager | PP196 |  |  |  | Oct 20 2014 5:10PM
Hillsboro | Hillsboro -> MDF-2 (703) -> MDF-2 Rack 1 | MDF-2 Rack 1 | RU#40 | 4u 96 port fiber patch panel to MPOE1 |  | Generic Equipment Set | 1100CAT5 | Patch Panel 96-Port | GENR676 |  |  |  | Oct 20 2014 5:10PM
Hillsboro | Hillsboro -> MDF-2 (703) -> MDF-2 Rack 1 | MDF-2 Rack 1 | RU#36 | 4u 96 port fiber patch panel MDF1 |  | Generic Equipment Set | 1100CAT5 | Patch Panel 96-Port | GENR676 |  |  |  | Oct 20 2014 5:10PM
Hillsboro | Hillsboro -> MDF-2 (703) -> MDF-2 Rack 1 | MDF-2 Rack 1 | RU#34 | Generic: 2U Cable Manager #2 |  | Generic Patch Panel Icons | Generic Patch Panel | 2U Cable Manager | PP196 |  |  |  | Oct 20 2014 5:10PM
Hillsboro | Hillsboro -> MDF-2 (703) -> MDF-2 Rack 1 | MDF-2 Rack 1 | RU#32 | 48 port r45 cat 6 to MPOE1 |  | Generic Equipment Set | 1100CAT5 | Patch Panel 48-Port | GENR674 |  |  |  | Oct 20 2014 5:10PM
Hillsboro | Hillsboro -> MDF-2 (703) -> MDF-2 Rack 1 | MDF-2 Rack 1 | RU#30 | Generic: 2U Cable Manager #3 |  | Generic Patch Panel Icons | Generic Patch Panel | 2U Cable Manager | PP196 |  |  |  | Oct 20 2014 5:10PM
Hillsboro | Hillsboro -> MDF-2 (703) -> MDF-2 Rack 1 | MDF-2 Rack 1 | RU#28 | 48 port r45 cat 6 to MDF2 |  | Generic Equipment Set | 1100CAT5 | Patch Panel 48-Port | GENR674 |  |  |  | Oct 20 2014 5:10PM
Hillsboro | Hillsboro -> MDF-2 (703) -> MDF-2 Rack 1 | MDF-2 Rack 1 | RU#26 | 48 port r45 cat 6 to idc |  | Generic Equipment Set | 1100CAT5 | Patch Panel 48-Port | GENR674 |  |  |  | Oct 20 2014 5:10PM
Hillsboro | Hillsboro -> MDF-2 (703) -> MDF-2 Rack 1 | MDF-2 Rack 1 | RU#25 | APC: AR8101BLK-1U #1 |  | APC | NetShelter | AR8101BLK-1U | APC969 |  |  |  | Oct 20 2014 5:10PM
Hillsboro | Hillsboro -> MDF-2 (703) -> MDF-2 Rack 1 | MDF-2 Rack 1 | RU#23 | Generic: 2U Cable Manager #4 |  | Generic Patch Panel Icons | Generic Patch Panel | 2U Cable Manager | PP196 |  |  |  | Oct 20 2014 5:10PM
Hillsboro | Hillsboro -> MDF-2 (703) -> MDF-2 Rack 1 | MDF-2 Rack 1 | RU#22 | HIL-CONSOLE-2 |  | Raritan Computer | Dominion SX | DSXA-32 | RCI184 | WJAO2900004 | N/A | 10.54.244.15 | Oct 20 2014 5:10PM
Hillsboro | Hillsboro -> MDF-2 (703) -> MDF-2 Rack 1 | MDF-2 Rack 1 | RU#21 | Generic: 1U Cable Manager #1 |  | Generic Patch Panel Icons | Generic Patch Panel | 1U Cable Manager | PP195 |  |  |  | Oct 20 2014 5:10PM
Hillsboro | Hillsboro -> MDF-2 (703) -> MDF-2 Rack 1 | MDF-2 Rack 1 | RU#18 | HLLSADB-FW2 | NETWORK SERVICES | Juniper Networks | SRX Series | SRX1400 | JUNP805 | BH2812AA0052 | 18000492 | 10.54.241.7 | Oct 20 2014 5:25PM
Hillsboro | Hillsboro -> MDF-2 (703) -> MDF-2 Rack 1 | MDF-2 Rack 1 | RU#15 | HLLSADBWAAS-02 | NETWORK SERVICES | Cisco Systems | Cisco Wide Area Virtualization Engine | WAVE-274-K9 | CISY841 | FCH1623V0RF | N/A | 10.54.240.123 | Oct 20 2014 5:09PM
Hillsboro | Hillsboro -> MDF-2 (703) -> MDF-2 Rack 10 | MDF-2 Rack 10 | RU#44 | Generic: 2U Cable Manager #1 |  | Generic Patch Panel Icons | Generic Patch Panel | 2U Cable Manager | PP196 |  |  |  | Oct 20 2014 5:32PM
Hillsboro | Hillsboro -> MDF-2 (703) -> MDF-2 Rack 10 | MDF-2 Rack 10 | RU#42 | 48 port r45 cat 6 to primary IDF AP-01 |  | Generic Equipment Set | 1100CAT5 | Patch Panel 48-Port | GENR674 |  |  |  | Oct 20 2014 5:32PM
Hillsboro | Hillsboro -> MDF-2 (703) -> MDF-2 Rack 10 | MDF-2 Rack 10 | RU#40 | 48 port r45 cat 6 to primary IDF AP-02 |  | Generic Equipment Set | 1100CAT5 | Patch Panel 48-Port | GENR674 |  |  |  | Oct 20 2014 5:32PM
Hillsboro | Hillsboro -> MDF-2 (703) -> MDF-2 Rack 10 | MDF-2 Rack 10 | RU#38 | 48 port r45 cat 6 to primary IDF AP-03 |  | Generic Equipment Set | 1100CAT5 | Patch Panel 48-Port | GENR674 |  |  |  | Oct 20 2014 5:32PM
Hillsboro | Hillsboro -> MDF-2 (703) -> MDF-2 Rack 10 | MDF-2 Rack 10 | RU#36 | 48 port r45 cat 6 to primary IDF AP-04 |  | Generic Equipment Set | 1100CAT5 | Patch Panel 48-Port | GENR674 |  |  |  | Oct 20 2014 5:32PM
Hillsboro | Hillsboro -> MDF-2 (703) -> MDF-2 Rack 10 | MDF-2 Rack 10 | RU#34 | Generic: 2U Cable Manager #2 |  | Generic Patch Panel Icons | Generic Patch Panel | 2U Cable Manager | PP196 |  |  |  | Oct 20 2014 5:32PM
Hillsboro | Hillsboro -> MDF-2 (703) -> MDF-2 Rack 10 | MDF-2 Rack 10 | RU#32 | 48 port r45 cat 6 to primary IDF AP-05 |  | Generic Equipment Set | 1100CAT5 | Patch Panel 48-Port | GENR674 |  |  |  | Oct 20 2014 5:32PM
Hillsboro | Hillsboro -> MDF-2 (703) -> MDF-2 Rack 10 | MDF-2 Rack 10 | RU#30 | 48 port r45 cat 6 to primary IDF AP-06 |  | Generic Equipment Set | 1100CAT5 | Patch Panel 48-Port | GENR674 |  |  |  | Oct 20 2014 5:32PM
Hillsboro | Hillsboro -> MDF-2 (703) -> MDF-2 Rack 10 | MDF-2 Rack 10 | RU#20 | Generic: 4U Cable Manager #1 |  | Generic Altima Technologies Rackmountable | General Rackmount Equipment | 4U Cable Manager | 0GRM094 |  |  |  | Oct 20 2014 5:32PM
Hillsboro | Hillsboro -> MDF-2 (703) -> MDF-2 Rack 11 | MDF-2 Rack 11 | RU#44 | Generic: 2U Cable Manager #1 |  | Generic Patch Panel Icons | Generic Patch Panel | 2U Cable Manager | PP196 |  |  |  | Oct 20 2014 5:33PM
Hillsboro | Hillsboro -> MDF-2 (703) -> MDF-2 Rack 11 | MDF-2 Rack 11 | RU#42 | 48 port r45 cat 6 to primary IDF AP-01 |  | Generic Equipment Set | 1100CAT5 | Patch Panel 48-Port | GENR674 |  |  |  | Oct 20 2014 5:33PM
Hillsboro | Hillsboro -> MDF-2 (703) -> MDF-2 Rack 11 | MDF-2 Rack 11 | RU#40 | 48 port r45 cat 6 to primary IDF AP-02 |  | Generic Equipment Set | 1100CAT5 | Patch Panel 48-Port | GENR674 |  |  |  | Oct 20 2014 5:33PM
Hillsboro | Hillsboro -> MDF-2 (703) -> MDF-2 Rack 11 | MDF-2 Rack 11 | RU#38 | 48 port r45 cat 6 to primary IDF AP-03 |  | Generic Equipment Set | 1100CAT5 | Patch Panel 48-Port | GENR674 |  |  |  | Oct 20 2014 5:33PM
Hillsboro | Hillsboro -> MDF-2 (703) -> MDF-2 Rack 11 | MDF-2 Rack 11 | RU#36 | 48 port r45 cat 6 to primary IDF AP-04 |  | Generic Equipment Set | 1100CAT5 | Patch Panel 48-Port | GENR674 |  |  |  | Oct 20 2014 5:33PM
Hillsboro | Hillsboro -> MDF-2 (703) -> MDF-2 Rack 11 | MDF-2 Rack 11 | RU#34 | Generic: 2U Cable Manager #2 |  | Generic Patch Panel Icons | Generic Patch Panel | 2U Cable Manager | PP196 |  |  |  | Oct 20 2014 5:33PM
Hillsboro | Hillsboro -> MDF-2 (703) -> MDF-2 Rack 11 | MDF-2 Rack 11 | RU#32 | 48 port r45 cat 6 to primary IDF AP-05 |  | Generic Equipment Set | 1100CAT5 | Patch Panel 48-Port | GENR674 |  |  |  | Oct 20 2014 5:33PM
Hillsboro | Hillsboro -> MDF-2 (703) -> MDF-2 Rack 11 | MDF-2 Rack 11 | RU#30 | 48 port r45 cat 6 to primary IDF AP-06 |  | Generic Equipment Set | 1100CAT5 | Patch Panel 48-Port | GENR674 |  |  |  | Oct 20 2014 5:33PM
Hillsboro | Hillsboro -> MDF-2 (703) -> MDF-2 Rack 11 | MDF-2 Rack 11 | RU#20 | Generic: 4U Cable Manager #1 |  | Generic Altima Technologies Rackmountable | General Rackmount Equipment | 4U Cable Manager | 0GRM094 |  |  |  | Oct 20 2014 5:33PM
Hillsboro | Hillsboro -> MDF-2 (703) -> MDF-2 Rack 12 | MDF-2 Rack 12 | RU#44 | Generic: 2U Cable Manager #1 |  | Generic Patch Panel Icons | Generic Patch Panel | 2U Cable Manager | PP196 |  |  |  | Oct 20 2014 5:33PM
Hillsboro | Hillsboro -> MDF-2 (703) -> MDF-2 Rack 12 | MDF-2 Rack 12 | RU#42 | 48 port r45 cat 6 to primary IDF AP-01 |  | Generic Equipment Set | 1100CAT5 | Patch Panel 48-Port | GENR674 |  |  |  | Oct 20 2014 5:33PM
Hillsboro | Hillsboro -> MDF-2 (703) -> MDF-2 Rack 12 | MDF-2 Rack 12 | RU#40 | 48 port r45 cat 6 to primary IDF AP-02 |  | Generic Equipment Set | 1100CAT5 | Patch Panel 48-Port | GENR674 |  |  |  | Oct 20 2014 5:33PM
Hillsboro | Hillsboro -> MDF-2 (703) -> MDF-2 Rack 12 | MDF-2 Rack 12 | RU#38 | 48 port r45 cat 6 to primary IDF AP-03 |  | Generic Equipment Set | 1100CAT5 | Patch Panel 48-Port | GENR674 |  |  |  | Oct 20 2014 5:33PM
Hillsboro | Hillsboro -> MDF-2 (703) -> MDF-2 Rack 12 | MDF-2 Rack 12 | RU#36 | 48 port r45 cat 6 to primary IDF AP-04 |  | Generic Equipment Set | 1100CAT5 | Patch Panel 48-Port | GENR674 |  |  |  | Oct 20 2014 5:33PM
Hillsboro | Hillsboro -> MDF-2 (703) -> MDF-2 Rack 12 | MDF-2 Rack 12 | RU#34 | Generic: 2U Cable Manager #2 |  | Generic Patch Panel Icons | Generic Patch Panel | 2U Cable Manager | PP196 |  |  |  | Oct 20 2014 5:33PM
Hillsboro | Hillsboro -> MDF-2 (703) -> MDF-2 Rack 12 | MDF-2 Rack 12 | RU#32 | 48 port r45 cat 6 to primary IDF AP-05 |  | Generic Equipment Set | 1100CAT5 | Patch Panel 48-Port | GENR674 |  |  |  | Oct 20 2014 5:33PM
Hillsboro | Hillsboro -> MDF-2 (703) -> MDF-2 Rack 12 | MDF-2 Rack 12 | RU#30 | 48 port r45 cat 6 to primary IDF AP-06 |  | Generic Equipment Set | 1100CAT5 | Patch Panel 48-Port | GENR674 |  |  |  | Oct 20 2014 5:33PM
Hillsboro | Hillsboro -> MDF-2 (703) -> MDF-2 Rack 12 | MDF-2 Rack 12 | RU#20 | Generic: 4U Cable Manager #1 |  | Generic Altima Technologies Rackmountable | General Rackmount Equipment | 4U Cable Manager | 0GRM094 |  |  |  | Oct 20 2014 5:33PM
Hillsboro | Hillsboro -> MDF-2 (703) -> MDF-2 Rack 13 | MDF-2 Rack 13 | RU#44 | Generic: 2U Cable Manager #1 |  | Generic Patch Panel Icons | Generic Patch Panel | 2U Cable Manager | PP196 |  |  |  | Oct 20 2014 5:33PM
Hillsboro | Hillsboro -> MDF-2 (703) -> MDF-2 Rack 13 | MDF-2 Rack 13 | RU#42 | 48 port r45 cat 6 to primary IDF AP-01 |  | Generic Equipment Set | 1100CAT5 | Patch Panel 48-Port | GENR674 |  |  |  | Oct 20 2014 5:33PM
Hillsboro | Hillsboro -> MDF-2 (703) -> MDF-2 Rack 13 | MDF-2 Rack 13 | RU#40 | 48 port r45 cat 6 to primary IDF AP-02 |  | Generic Equipment Set | 1100CAT5 | Patch Panel 48-Port | GENR674 |  |  |  | Oct 20 2014 5:33PM
Hillsboro | Hillsboro -> MDF-2 (703) -> MDF-2 Rack 13 | MDF-2 Rack 13 | RU#38 | 48 port r45 cat 6 to primary IDF AP-03 |  | Generic Equipment Set | 1100CAT5 | Patch Panel 48-Port | GENR674 |  |  |  | Oct 20 2014 5:33PM
Hillsboro | Hillsboro -> MDF-2 (703) -> MDF-2 Rack 13 | MDF-2 Rack 13 | RU#36 | 48 port r45 cat 6 to primary IDF AP-04 |  | Generic Equipment Set | 1100CAT5 | Patch Panel 48-Port | GENR674 |  |  |  | Oct 20 2014 5:33PM
Hillsboro | Hillsboro -> MDF-2 (703) -> MDF-2 Rack 13 | MDF-2 Rack 13 | RU#34 | Generic: 2U Cable Manager #2 |  | Generic Patch Panel Icons | Generic Patch Panel | 2U Cable Manager | PP196 |  |  |  | Oct 20 2014 5:33PM
Hillsboro | Hillsboro -> MDF-2 (703) -> MDF-2 Rack 13 | MDF-2 Rack 13 | RU#32 | 48 port r45 cat 6 to primary IDF AP-05 |  | Generic Equipment Set | 1100CAT5 | Patch Panel 48-Port | GENR674 |  |  |  | Oct 20 2014 5:33PM
Hillsboro | Hillsboro -> MDF-2 (703) -> MDF-2 Rack 13 | MDF-2 Rack 13 | RU#30 | 48 port r45 cat 6 to primary IDF AP-06 |  | Generic Equipment Set | 1100CAT5 | Patch Panel 48-Port | GENR674 |  |  |  | Oct 20 2014 5:33PM
Hillsboro | Hillsboro -> MDF-2 (703) -> MDF-2 Rack 13 | MDF-2 Rack 13 | RU#20 | Generic: 4U Cable Manager #1 |  | Generic Altima Technologies Rackmountable | General Rackmount Equipment | 4U Cable Manager | 0GRM094 |  |  |  | Oct 20 2014 5:33PM
Hillsboro | Hillsboro -> MDF-2 (703) -> MDF-2 Rack 14 | MDF-2 Rack 14 | RU#44 | Generic: 2U Cable Manager #1 |  | Generic Patch Panel Icons | Generic Patch Panel | 2U Cable Manager | PP196 |  |  |  | Oct 20 2014 5:33PM
Hillsboro | Hillsboro -> MDF-2 (703) -> MDF-2 Rack 14 | MDF-2 Rack 14 | RU#42 | 48 port r45 cat 6 to primary IDF AP-01 |  | Generic Equipment Set | 1100CAT5 | Patch Panel 48-Port | GENR674 |  |  |  | Oct 20 2014 5:33PM
Hillsboro | Hillsboro -> MDF-2 (703) -> MDF-2 Rack 14 | MDF-2 Rack 14 | RU#40 | 48 port r45 cat 6 to primary IDF AP-02 |  | Generic Equipment Set | 1100CAT5 | Patch Panel 48-Port | GENR674 |  |  |  | Oct 20 2014 5:33PM
Hillsboro | Hillsboro -> MDF-2 (703) -> MDF-2 Rack 14 | MDF-2 Rack 14 | RU#38 | 48 port r45 cat 6 to primary IDF AP-03 |  | Generic Equipment Set | 1100CAT5 | Patch Panel 48-Port | GENR674 |  |  |  | Oct 20 2014 5:33PM
Hillsboro | Hillsboro -> MDF-2 (703) -> MDF-2 Rack 14 | MDF-2 Rack 14 | RU#36 | 48 port r45 cat 6 to primary IDF AP-04 |  | Generic Equipment Set | 1100CAT5 | Patch Panel 48-Port | GENR674 |  |  |  | Oct 20 2014 5:33PM
Hillsboro | Hillsboro -> MDF-2 (703) -> MDF-2 Rack 14 | MDF-2 Rack 14 | RU#34 | Generic: 2U Cable Manager #2 |  | Generic Patch Panel Icons | Generic Patch Panel | 2U Cable Manager | PP196 |  |  |  | Oct 20 2014 5:33PM
Hillsboro | Hillsboro -> MDF-2 (703) -> MDF-2 Rack 14 | MDF-2 Rack 14 | RU#32 | 48 port r45 cat 6 to primary IDF AP-05 |  | Generic Equipment Set | 1100CAT5 | Patch Panel 48-Port | GENR674 |  |  |  | Oct 20 2014 5:33PM
Hillsboro | Hillsboro -> MDF-2 (703) -> MDF-2 Rack 14 | MDF-2 Rack 14 | RU#30 | 48 port r45 cat 6 to primary IDF AP-06 |  | Generic Equipment Set | 1100CAT5 | Patch Panel 48-Port | GENR674 |  |  |  | Oct 20 2014 5:33PM
Hillsboro | Hillsboro -> MDF-2 (703) -> MDF-2 Rack 14 | MDF-2 Rack 14 | RU#20 | Generic: 4U Cable Manager #1 |  | Generic Altima Technologies Rackmountable | General Rackmount Equipment | 4U Cable Manager | 0GRM094 |  |  |  | Oct 20 2014 5:33PM
Hillsboro | Hillsboro -> MDF-2 (703) -> MDF-2 Rack 15 | MDF-2 Rack 15 | RU#44 | Generic: 2U Cable Manager #1 |  | Generic Patch Panel Icons | Generic Patch Panel | 2U Cable Manager | PP196 |  |  |  | Oct 20 2014 5:34PM
Hillsboro | Hillsboro -> MDF-2 (703) -> MDF-2 Rack 15 | MDF-2 Rack 15 | RU#42 | 48 port r45 cat 6 to primary IDF AP-01 |  | Generic Equipment Set | 1100CAT5 | Patch Panel 48-Port | GENR674 |  |  |  | Oct 20 2014 5:34PM
Hillsboro | Hillsboro -> MDF-2 (703) -> MDF-2 Rack 15 | MDF-2 Rack 15 | RU#40 | 48 port r45 cat 6 to primary IDF AP-02 |  | Generic Equipment Set | 1100CAT5 | Patch Panel 48-Port | GENR674 |  |  |  | Oct 20 2014 5:34PM
Hillsboro | Hillsboro -> MDF-2 (703) -> MDF-2 Rack 15 | MDF-2 Rack 15 | RU#38 | 48 port r45 cat 6 to primary IDF AP-03 |  | Generic Equipment Set | 1100CAT5 | Patch Panel 48-Port | GENR674 |  |  |  | Oct 20 2014 5:34PM
Hillsboro | Hillsboro -> MDF-2 (703) -> MDF-2 Rack 15 | MDF-2 Rack 15 | RU#36 | 48 port r45 cat 6 to primary IDF AP-04 |  | Generic Equipment Set | 1100CAT5 | Patch Panel 48-Port | GENR674 |  |  |  | Oct 20 2014 5:34PM
Hillsboro | Hillsboro -> MDF-2 (703) -> MDF-2 Rack 15 | MDF-2 Rack 15 | RU#34 | Generic: 2U Cable Manager #2 |  | Generic Patch Panel Icons | Generic Patch Panel | 2U Cable Manager | PP196 |  |  |  | Oct 20 2014 5:34PM
Hillsboro | Hillsboro -> MDF-2 (703) -> MDF-2 Rack 15 | MDF-2 Rack 15 | RU#32 | 48 port r45 cat 6 to primary IDF AP-05 |  | Generic Equipment Set | 1100CAT5 | Patch Panel 48-Port | GENR674 |  |  |  | Oct 20 2014 5:34PM
Hillsboro | Hillsboro -> MDF-2 (703) -> MDF-2 Rack 15 | MDF-2 Rack 15 | RU#30 | 48 port r45 cat 6 to primary IDF AP-06 |  | Generic Equipment Set | 1100CAT5 | Patch Panel 48-Port | GENR674 |  |  |  | Oct 20 2014 5:34PM
Hillsboro | Hillsboro -> MDF-2 (703) -> MDF-2 Rack 15 | MDF-2 Rack 15 | RU#20 | Generic: 4U Cable Manager #1 |  | Generic Altima Technologies Rackmountable | General Rackmount Equipment | 4U Cable Manager | 0GRM094 |  |  |  | Oct 20 2014 5:34PM
Hillsboro | Hillsboro -> MDF-2 (703) -> MDF-2 Rack 2 | MDF-2 Rack 2 | RU#44 | Generic: 2U Cable Manager #1 |  | Generic Patch Panel Icons | Generic Patch Panel | 2U Cable Manager | PP196 |  |  |  | Oct 20 2014 5:30PM
Hillsboro | Hillsboro -> MDF-2 (703) -> MDF-2 Rack 2 | MDF-2 Rack 2 | RU#42 | 48 port r45 cat 6 to primary IDF AP-01 |  | Generic Equipment Set | 1100CAT5 | Patch Panel 48-Port | GENR674 |  |  |  | Oct 20 2014 5:30PM
Hillsboro | Hillsboro -> MDF-2 (703) -> MDF-2 Rack 2 | MDF-2 Rack 2 | RU#40 | 48 port r45 cat 6 to primary IDF AP-02 |  | Generic Equipment Set | 1100CAT5 | Patch Panel 48-Port | GENR674 |  |  |  | Oct 20 2014 5:30PM
Hillsboro | Hillsboro -> MDF-2 (703) -> MDF-2 Rack 2 | MDF-2 Rack 2 | RU#38 | 48 port r45 cat 6 to primary IDF AP-03 |  | Generic Equipment Set | 1100CAT5 | Patch Panel 48-Port | GENR674 |  |  |  | Oct 20 2014 5:30PM
Hillsboro | Hillsboro -> MDF-2 (703) -> MDF-2 Rack 2 | MDF-2 Rack 2 | RU#36 | 48 port r45 cat 6 to primary IDF AP-04 |  | Generic Equipment Set | 1100CAT5 | Patch Panel 48-Port | GENR674 |  |  |  | Oct 20 2014 5:30PM
Hillsboro | Hillsboro -> MDF-2 (703) -> MDF-2 Rack 2 | MDF-2 Rack 2 | RU#34 | Generic: 2U Cable Manager #2 |  | Generic Patch Panel Icons | Generic Patch Panel | 2U Cable Manager | PP196 |  |  |  | Oct 20 2014 5:30PM
Hillsboro | Hillsboro -> MDF-2 (703) -> MDF-2 Rack 2 | MDF-2 Rack 2 | RU#32 | 48 port r45 cat 6 to primary IDF AP-05 |  | Generic Equipment Set | 1100CAT5 | Patch Panel 48-Port | GENR674 |  |  |  | Oct 20 2014 5:30PM
Hillsboro | Hillsboro -> MDF-2 (703) -> MDF-2 Rack 2 | MDF-2 Rack 2 | RU#30 | 48 port r45 cat 6 to primary IDF AP-06 |  | Generic Equipment Set | 1100CAT5 | Patch Panel 48-Port | GENR674 |  |  |  | Oct 20 2014 5:30PM
Hillsboro | Hillsboro -> MDF-2 (703) -> MDF-2 Rack 2 | MDF-2 Rack 2 | RU#20 | Generic: 4U Cable Manager #1 |  | Generic Altima Technologies Rackmountable | General Rackmount Equipment | 4U Cable Manager | 0GRM094 |  |  |  | Oct 20 2014 5:30PM
Hillsboro | Hillsboro -> MDF-2 (703) -> MDF-2 Rack 2 | MDF-2 Rack 2 | RU#01 | or1-inet-nv-02 |  | Cisco Systems | ASR 9000 Series | ASR-9006-AC-V2 | CSSY564 |  |  |  | Dec 16 2015 1:01PM
Hillsboro | Hillsboro -> MDF-2 (703) -> MDF-2 Rack 3 | MDF-2 Rack 3 | RU#44 | Generic: 2U Cable Manager #1 |  | Generic Patch Panel Icons | Generic Patch Panel | 2U Cable Manager | PP196 |  |  |  | Oct 20 2014 5:30PM
Hillsboro | Hillsboro -> MDF-2 (703) -> MDF-2 Rack 3 | MDF-2 Rack 3 | RU#42 | 48 port r45 cat 6 to primary IDF AP-01 |  | Generic Equipment Set | 1100CAT5 | Patch Panel 48-Port | GENR674 |  |  |  | Oct 20 2014 5:30PM
Hillsboro | Hillsboro -> MDF-2 (703) -> MDF-2 Rack 3 | MDF-2 Rack 3 | RU#40 | 48 port r45 cat 6 to primary IDF AP-02 |  | Generic Equipment Set | 1100CAT5 | Patch Panel 48-Port | GENR674 |  |  |  | Oct 20 2014 5:30PM
Hillsboro | Hillsboro -> MDF-2 (703) -> MDF-2 Rack 3 | MDF-2 Rack 3 | RU#38 | 48 port r45 cat 6 to primary IDF AP-03 |  | Generic Equipment Set | 1100CAT5 | Patch Panel 48-Port | GENR674 |  |  |  | Oct 20 2014 5:30PM
Hillsboro | Hillsboro -> MDF-2 (703) -> MDF-2 Rack 3 | MDF-2 Rack 3 | RU#36 | 48 port r45 cat 6 to primary IDF AP-04 |  | Generic Equipment Set | 1100CAT5 | Patch Panel 48-Port | GENR674 |  |  |  | Oct 20 2014 5:30PM
Hillsboro | Hillsboro -> MDF-2 (703) -> MDF-2 Rack 3 | MDF-2 Rack 3 | RU#34 | Generic: 2U Cable Manager #2 |  | Generic Patch Panel Icons | Generic Patch Panel | 2U Cable Manager | PP196 |  |  |  | Oct 20 2014 5:30PM
Hillsboro | Hillsboro -> MDF-2 (703) -> MDF-2 Rack 3 | MDF-2 Rack 3 | RU#32 | 48 port r45 cat 6 to primary IDF AP-05 |  | Generic Equipment Set | 1100CAT5 | Patch Panel 48-Port | GENR674 |  |  |  | Oct 20 2014 5:30PM
Hillsboro | Hillsboro -> MDF-2 (703) -> MDF-2 Rack 3 | MDF-2 Rack 3 | RU#30 | 48 port r45 cat 6 to primary IDF AP-06 |  | Generic Equipment Set | 1100CAT5 | Patch Panel 48-Port | GENR674 |  |  |  | Oct 20 2014 5:30PM
Hillsboro | Hillsboro -> MDF-2 (703) -> MDF-2 Rack 3 | MDF-2 Rack 3 | RU#20 | Generic: 4U Cable Manager #1 |  | Generic Altima Technologies Rackmountable | General Rackmount Equipment | 4U Cable Manager | 0GRM094 |  |  |  | Oct 20 2014 5:30PM
Hillsboro | Hillsboro -> MDF-2 (703) -> MDF-2 Rack 4 | MDF-2 Rack 4 | RU#44 | Generic: 2U Cable Manager #1 |  | Generic Patch Panel Icons | Generic Patch Panel | 2U Cable Manager | PP196 |  |  |  | Oct 20 2014 5:30PM
Hillsboro | Hillsboro -> MDF-2 (703) -> MDF-2 Rack 4 | MDF-2 Rack 4 | RU#42 | 48 port r45 cat 6 to primary IDF AP-01 |  | Generic Equipment Set | 1100CAT5 | Patch Panel 48-Port | GENR674 |  |  |  | Oct 20 2014 5:30PM
Hillsboro | Hillsboro -> MDF-2 (703) -> MDF-2 Rack 4 | MDF-2 Rack 4 | RU#40 | 48 port r45 cat 6 to primary IDF AP-02 |  | Generic Equipment Set | 1100CAT5 | Patch Panel 48-Port | GENR674 |  |  |  | Oct 20 2014 5:30PM
Hillsboro | Hillsboro -> MDF-2 (703) -> MDF-2 Rack 4 | MDF-2 Rack 4 | RU#38 | 48 port r45 cat 6 to primary IDF AP-03 |  | Generic Equipment Set | 1100CAT5 | Patch Panel 48-Port | GENR674 |  |  |  | Oct 20 2014 5:30PM
Hillsboro | Hillsboro -> MDF-2 (703) -> MDF-2 Rack 4 | MDF-2 Rack 4 | RU#36 | 48 port r45 cat 6 to primary IDF AP-04 |  | Generic Equipment Set | 1100CAT5 | Patch Panel 48-Port | GENR674 |  |  |  | Oct 20 2014 5:30PM
Hillsboro | Hillsboro -> MDF-2 (703) -> MDF-2 Rack 4 | MDF-2 Rack 4 | RU#34 | Generic: 2U Cable Manager #2 |  | Generic Patch Panel Icons | Generic Patch Panel | 2U Cable Manager | PP196 |  |  |  | Oct 20 2014 5:30PM
Hillsboro | Hillsboro -> MDF-2 (703) -> MDF-2 Rack 4 | MDF-2 Rack 4 | RU#32 | 48 port r45 cat 6 to primary IDF AP-05 |  | Generic Equipment Set | 1100CAT5 | Patch Panel 48-Port | GENR674 |  |  |  | Oct 20 2014 5:30PM
Hillsboro | Hillsboro -> MDF-2 (703) -> MDF-2 Rack 4 | MDF-2 Rack 4 | RU#30 | 48 port r45 cat 6 to primary IDF AP-06 |  | Generic Equipment Set | 1100CAT5 | Patch Panel 48-Port | GENR674 |  |  |  | Oct 20 2014 5:30PM
Hillsboro | Hillsboro -> MDF-2 (703) -> MDF-2 Rack 4 | MDF-2 Rack 4 | RU#20 | Generic: 4U Cable Manager #1 |  | Generic Altima Technologies Rackmountable | General Rackmount Equipment | 4U Cable Manager | 0GRM094 |  |  |  | Oct 20 2014 5:30PM
Hillsboro | Hillsboro -> MDF-2 (703) -> MDF-2 Rack 5 | MDF-2 Rack 5 | RU#01 | rt-b-2.or1 |  | Cisco Systems | ASR 9000 Series | ASR-9010-DC | CSCO945 | 68-4236-01 B0 |  |  | May 19 2016 5:25PM
Hillsboro | Hillsboro -> MDF-2 (703) -> MDF-2 Rack 6 | MDF-2 Rack 6 | RU#44 | Generic: 2U Cable Manager #1 |  | Generic Patch Panel Icons | Generic Patch Panel | 2U Cable Manager | PP196 |  |  |  | Oct 20 2014 5:31PM
Hillsboro | Hillsboro -> MDF-2 (703) -> MDF-2 Rack 6 | MDF-2 Rack 6 | RU#42 | 48 port r45 cat 6 to primary IDF AP-01 |  | Generic Equipment Set | 1100CAT5 | Patch Panel 48-Port | GENR674 |  |  |  | Oct 20 2014 5:31PM
Hillsboro | Hillsboro -> MDF-2 (703) -> MDF-2 Rack 6 | MDF-2 Rack 6 | RU#40 | 48 port r45 cat 6 to primary IDF AP-02 |  | Generic Equipment Set | 1100CAT5 | Patch Panel 48-Port | GENR674 |  |  |  | Oct 20 2014 5:31PM
Hillsboro | Hillsboro -> MDF-2 (703) -> MDF-2 Rack 6 | MDF-2 Rack 6 | RU#38 | 48 port r45 cat 6 to primary IDF AP-03 |  | Generic Equipment Set | 1100CAT5 | Patch Panel 48-Port | GENR674 |  |  |  | Oct 20 2014 5:31PM
Hillsboro | Hillsboro -> MDF-2 (703) -> MDF-2 Rack 6 | MDF-2 Rack 6 | RU#36 | 48 port r45 cat 6 to primary IDF AP-04 |  | Generic Equipment Set | 1100CAT5 | Patch Panel 48-Port | GENR674 |  |  |  | Oct 20 2014 5:31PM
Hillsboro | Hillsboro -> MDF-2 (703) -> MDF-2 Rack 6 | MDF-2 Rack 6 | RU#34 | Generic: 2U Cable Manager #2 |  | Generic Patch Panel Icons | Generic Patch Panel | 2U Cable Manager | PP196 |  |  |  | Oct 20 2014 5:31PM
Hillsboro | Hillsboro -> MDF-2 (703) -> MDF-2 Rack 6 | MDF-2 Rack 6 | RU#32 | 48 port r45 cat 6 to primary IDF AP-05 |  | Generic Equipment Set | 1100CAT5 | Patch Panel 48-Port | GENR674 |  |  |  | Oct 20 2014 5:31PM
Hillsboro | Hillsboro -> MDF-2 (703) -> MDF-2 Rack 6 | MDF-2 Rack 6 | RU#30 | 48 port r45 cat 6 to primary IDF AP-06 |  | Generic Equipment Set | 1100CAT5 | Patch Panel 48-Port | GENR674 |  |  |  | Oct 20 2014 5:31PM
Hillsboro | Hillsboro -> MDF-2 (703) -> MDF-2 Rack 6 | MDF-2 Rack 6 | RU#20 | Generic: 4U Cable Manager #1 |  | Generic Altima Technologies Rackmountable | General Rackmount Equipment | 4U Cable Manager | 0GRM094 |  |  |  | Oct 20 2014 5:31PM
Hillsboro | Hillsboro -> MDF-2 (703) -> MDF-2 Rack 7 | MDF-2 Rack 7 | RU#44 | Generic: 2U Cable Manager #1 |  | Generic Patch Panel Icons | Generic Patch Panel | 2U Cable Manager | PP196 |  |  |  | Oct 20 2014 5:32PM
Hillsboro | Hillsboro -> MDF-2 (703) -> MDF-2 Rack 7 | MDF-2 Rack 7 | RU#42 | 48 port r45 cat 6 to primary IDF AP-01 |  | Generic Equipment Set | 1100CAT5 | Patch Panel 48-Port | GENR674 |  |  |  | Oct 20 2014 5:32PM
Hillsboro | Hillsboro -> MDF-2 (703) -> MDF-2 Rack 7 | MDF-2 Rack 7 | RU#40 | 48 port r45 cat 6 to primary IDF AP-02 |  | Generic Equipment Set | 1100CAT5 | Patch Panel 48-Port | GENR674 |  |  |  | Oct 20 2014 5:32PM
Hillsboro | Hillsboro -> MDF-2 (703) -> MDF-2 Rack 7 | MDF-2 Rack 7 | RU#38 | 48 port r45 cat 6 to primary IDF AP-03 |  | Generic Equipment Set | 1100CAT5 | Patch Panel 48-Port | GENR674 |  |  |  | Oct 20 2014 5:32PM
Hillsboro | Hillsboro -> MDF-2 (703) -> MDF-2 Rack 7 | MDF-2 Rack 7 | RU#36 | 48 port r45 cat 6 to primary IDF AP-04 |  | Generic Equipment Set | 1100CAT5 | Patch Panel 48-Port | GENR674 |  |  |  | Oct 20 2014 5:32PM
Hillsboro | Hillsboro -> MDF-2 (703) -> MDF-2 Rack 7 | MDF-2 Rack 7 | RU#34 | Generic: 2U Cable Manager #2 |  | Generic Patch Panel Icons | Generic Patch Panel | 2U Cable Manager | PP196 |  |  |  | Oct 20 2014 5:32PM
Hillsboro | Hillsboro -> MDF-2 (703) -> MDF-2 Rack 7 | MDF-2 Rack 7 | RU#32 | 48 port r45 cat 6 to primary IDF AP-05 |  | Generic Equipment Set | 1100CAT5 | Patch Panel 48-Port | GENR674 |  |  |  | Oct 20 2014 5:32PM
Hillsboro | Hillsboro -> MDF-2 (703) -> MDF-2 Rack 7 | MDF-2 Rack 7 | RU#30 | 48 port r45 cat 6 to primary IDF AP-06 |  | Generic Equipment Set | 1100CAT5 | Patch Panel 48-Port | GENR674 |  |  |  | Oct 20 2014 5:32PM
Hillsboro | Hillsboro -> MDF-2 (703) -> MDF-2 Rack 7 | MDF-2 Rack 7 | RU#20 | Generic: 4U Cable Manager #1 |  | Generic Altima Technologies Rackmountable | General Rackmount Equipment | 4U Cable Manager | 0GRM094 |  |  |  | Oct 20 2014 5:32PM
Hillsboro | Hillsboro -> MDF-2 (703) -> MDF-2 Rack 8 | MDF-2 Rack 8 | RU#45 | OR1_MDF2R8_CON01 |  | Raritan Computer | Dominion SX | DSXA-48-AC | RCI175 | WAI4B00057 | 565700 |  | Jun 23 2015 6:08PM
Hillsboro | Hillsboro -> MDF-2 (703) -> MDF-2 Rack 8 | MDF-2 Rack 8 | RU#29 | or1-wedges02 |  | Cisco Systems | Catalyst 4500-X | WS-C4500X-40X-ES | CISC050 | JAE184103CK | 565694 |  | May 19 2016 5:25PM
Hillsboro | Hillsboro -> MDF-2 (703) -> MDF-2 Rack 8 | MDF-2 Rack 8 | RU#27 | 2u cable manager |  | Ortronics | Mighty Mo 6 Cable Management | OR-MM6HMF2RU | ORT891 |  |  |  | May 19 2016 5:25PM
Hillsboro | Hillsboro -> MDF-2 (703) -> MDF-2 Rack 8 | MDF-2 Rack 8 | RU#26 | or1-inets02 |  | Cisco Systems | Catalyst 4500-X | WS-C4500X-40X-ES | CISC050 | JAE184008MC | 565696 |  | May 19 2016 5:25PM
Hillsboro | Hillsboro -> MDF-2 (703) -> MDF-2 Rack 8 | MDF-2 Rack 8 | RU#24 | or1-befw02 |  | Juniper Networks | SRX Series | SRX550 | JNPR089 |  | 565687 |  | May 19 2016 5:25PM
Hillsboro | Hillsboro -> MDF-2 (703) -> MDF-2 Rack 8 | MDF-2 Rack 8 | RU#22 | or1-fefw02 |  | Juniper Networks | SRX Series | SRX550 | JNPR089 |  | 565686 |  | May 19 2016 5:25PM
Hillsboro | Hillsboro -> MDF-2 (703) -> MDF-2 Rack 8 | MDF-2 Rack 8 | RU#01 | or1-greha |  | Cisco Systems | ASR 1000 Series | ASR1006 | CISO864 |  | 581848 |  | May 19 2016 5:25PM
Hillsboro | Hillsboro -> MDF-2 (703) -> MDF-2 Rack 9 | MDF-2 Rack 9 | RU#44 | Generic: 2U Cable Manager #1 |  | Generic Patch Panel Icons | Generic Patch Panel | 2U Cable Manager | PP196 |  |  |  | Oct 20 2014 5:32PM
Hillsboro | Hillsboro -> MDF-2 (703) -> MDF-2 Rack 9 | MDF-2 Rack 9 | RU#42 | 48 port r45 cat 6 to primary IDF AP-01 |  | Generic Equipment Set | 1100CAT5 | Patch Panel 48-Port | GENR674 |  |  |  | Oct 20 2014 5:32PM
Hillsboro | Hillsboro -> MDF-2 (703) -> MDF-2 Rack 9 | MDF-2 Rack 9 | RU#40 | 48 port r45 cat 6 to primary IDF AP-02 |  | Generic Equipment Set | 1100CAT5 | Patch Panel 48-Port | GENR674 |  |  |  | Oct 20 2014 5:32PM
Hillsboro | Hillsboro -> MDF-2 (703) -> MDF-2 Rack 9 | MDF-2 Rack 9 | RU#38 | 48 port r45 cat 6 to primary IDF AP-03 |  | Generic Equipment Set | 1100CAT5 | Patch Panel 48-Port | GENR674 |  |  |  | Oct 20 2014 5:32PM
Hillsboro | Hillsboro -> MDF-2 (703) -> MDF-2 Rack 9 | MDF-2 Rack 9 | RU#36 | 48 port r45 cat 6 to primary IDF AP-04 |  | Generic Equipment Set | 1100CAT5 | Patch Panel 48-Port | GENR674 |  |  |  | Oct 20 2014 5:32PM
Hillsboro | Hillsboro -> MDF-2 (703) -> MDF-2 Rack 9 | MDF-2 Rack 9 | RU#34 | Generic: 2U Cable Manager #2 |  | Generic Patch Panel Icons | Generic Patch Panel | 2U Cable Manager | PP196 |  |  |  | Oct 20 2014 5:32PM
Hillsboro | Hillsboro -> MDF-2 (703) -> MDF-2 Rack 9 | MDF-2 Rack 9 | RU#32 | 48 port r45 cat 6 to primary IDF AP-05 |  | Generic Equipment Set | 1100CAT5 | Patch Panel 48-Port | GENR674 |  |  |  | Oct 20 2014 5:32PM
Hillsboro | Hillsboro -> MDF-2 (703) -> MDF-2 Rack 9 | MDF-2 Rack 9 | RU#30 | 48 port r45 cat 6 to primary IDF AP-06 |  | Generic Equipment Set | 1100CAT5 | Patch Panel 48-Port | GENR674 |  |  |  | Oct 20 2014 5:32PM
Hillsboro | Hillsboro -> MDF-2 (703) -> MDF-2 Rack 9 | MDF-2 Rack 9 | RU#20 | Generic: 4U Cable Manager #1 |  | Generic Altima Technologies Rackmountable | General Rackmount Equipment | 4U Cable Manager | 0GRM094 |  |  |  | Oct 20 2014 5:32PM
Hillsboro | My Configured Devices -> BE:1009 - IBM | BE:1009 - IBM | RU#59 | or1bf2002 |  | Brocade Communications Systems | Switches | 6520 | BROC607 |  |  |  | Aug 22 2016 3:43PM
Hillsboro | My Configured Devices -> BE:1009 - IBM | BE:1009 - IBM | RU#57 | or1-intp1be1009ts01 |  | Cisco Systems | Nexus 9000 Series | N9K-C9372PX | CSSY717 | SAL18380V3V |  |  | Aug 22 2016 3:43PM
Hillsboro | My Configured Devices -> BE:1009 - IBM | BE:1009 - IBM | RU#55 | or1-intp1be1009gs01 |  | Cisco Systems | Catalyst 4900 | WS-C4948E-F | CSCY593 |  |  |  | Aug 22 2016 3:43PM
Hillsboro | My Configured Devices -> BE:1009 - IBM | BE:1009 - IBM | RU#26 | or1iha001 |  | IBM | xSeries | x3550 M4 | IBMC749 | 1S7042CR82119A8D |  |  | Aug 22 2016 3:43PM
Hillsboro | My Configured Devices -> BE:1009 - IBM | BE:1009 - IBM | RU#24 | 11S00E4385YL10BG56506L |  | Generic Altima Technologies Rackmountable | IBM | fc 5887 | 0GRM166 |  |  |  | Aug 22 2016 3:43PM
Hillsboro | My Configured Devices -> BE:1009 - IBM | BE:1009 - IBM | RU#22 | 11S00E4385YL10BG565004 |  | Generic Altima Technologies Rackmountable | IBM | fc 5887 | 0GRM166 |  |  |  | Aug 22 2016 3:43PM
Hillsboro | My Configured Devices -> BE:1009 - IBM | BE:1009 - IBM | RU#18 | or1ibp1va01 |  | ibm | FC EBA0 | 4U Server | 0GRM087 | SN00000FZH8551 |  |  | Aug 22 2016 3:43PM
Hillsboro | My Configured Devices -> BE:1009 - IBM | BE:1009 - IBM | RU#14 | or1ibp1va02 |  | ibm | FC EBA0 | 4U Server | 0GRM087 | SN00000FZH8412 |  |  | Aug 22 2016 3:43PM
Hillsboro | My Configured Devices -> BE:1009 - IBM | BE:1009 - IBM | RU#09 | SN00000CSS04YG |  | IBM | IBM power eb870 | 5U Server | 0GRM157 |  |  |  | Aug 22 2016 3:43PM
Hillsboro | My Configured Devices -> BE:1009 - IBM | BE:1009 - IBM | RU#07 | SN00000KIC1376 |  | IBM | General Rackmount Equipment | power e870 2 u server | 0GRM080 |  |  |  | Aug 22 2016 3:43PM
Hillsboro | My Configured Devices -> BE:1009 - IBM | BE:1009 - IBM | RU#02 | SN00000CSS04YA |  | IBM | IBM power eb870 | 5U Server | 0GRM157 |  |  |  | Aug 22 2016 3:43PM
Hillsboro | My Configured Devices -> BE:1009 - IBM | BE:1009 - IBM | InOutPlug#2 | rpc369B |  | Server Technology | Sentry | CW-48V5Z454-A1P | SERV735 |  |  |  | Aug 22 2016 3:43PM
Hillsboro | My Configured Devices -> BE:1009 - IBM | BE:1009 - IBM | InOutPlug#1 | rpc369A |  | Server Technology | Sentry | CW-48V5Z454-A1P | SERV735 |  |  |  | Aug 22 2016 3:43PM
Hillsboro | My Configured Devices -> be:3012 | be:3012 | RU#19 | or1dra011 |  | Dell Computer | PowerEdge R-Series | PowerEdge R730 - 3.5 Inch Drive Bays | DELM603 | 7T86942 |  |  | Jun 3 2015 4:51PM
Hillsboro | My Configured Devices -> be:3012 | be:3012 | RU#17 | or1dra010 |  | Dell Computer | PowerEdge R-Series | PowerEdge R730 - 3.5 Inch Drive Bays | DELM603 | 7T86942 |  |  | Jun 3 2015 4:51PM
Hillsboro | My Configured Devices -> be:3012 | be:3012 | RU#15 | or1dra009 |  | Dell Computer | PowerEdge R-Series | PowerEdge R730 - 3.5 Inch Drive Bays | DELM603 | 7T93942 |  |  | Jun 3 2015 4:51PM
Hillsboro | My Configured Devices -> be:3012 | be:3012 | RU#13 | or1dra008 |  | Dell Computer | PowerEdge R-Series | PowerEdge R730 - 3.5 Inch Drive Bays | DELM603 | 7TB2942 |  |  | Jun 3 2015 4:51PM
Hillsboro | My Configured Devices -> be:3012 | be:3012 | RU#11 | or1dra007 |  | Dell Computer | PowerEdge R-Series | PowerEdge R730 - 3.5 Inch Drive Bays | DELM603 | 7T94942 |  |  | Jun 3 2015 4:51PM
Hillsboro | My Configured Devices -> be:3012 | be:3012 | RU#01 | or1hca002 |  | Hewlett-Packard | C-Class | C7000 (16 Half-Height Singles) | HEPR378 | USE509LD51 |  |  | Jun 3 2015 4:51PM
Hillsboro | My Configured Devices -> BF:3001 | BF:3001 | RU#59 | NAME ME |  | Cisco Systems | Catalyst 4900 | WS-C4948E-F | CSCY593 |  |  |  | Jun 3 2015 5:34PM
Hillsboro | My Configured Devices -> BF:3001 | BF:3001 | RU#53 | or1dra001 |  | Dell Computer | PowerEdge R-Series | PowerEdge R730 - 2.5 Inch Drive Bays | DELM602 |  |  |  | Jun 3 2015 5:34PM
Hillsboro | My Configured Devices -> BF:3001 | BF:3001 | RU#51 | or1dra002 |  | Dell Computer | PowerEdge R-Series | PowerEdge R730 - 2.5 Inch Drive Bays | DELM602 |  |  |  | Jun 3 2015 5:34PM
Hillsboro | My Configured Devices -> BF:3001 | BF:3001 | RU#49 | or1dra003 |  | Dell Computer | PowerEdge R-Series | PowerEdge R730 - 2.5 Inch Drive Bays | DELM602 |  |  |  | Jun 3 2015 5:34PM
Hillsboro | My Configured Devices -> BF:3001 | BF:3001 | RU#31 | or1dra032 |  | Dell Computer | PowerEdge R-Series | PowerEdge R730 - 2.5 Inch Drive Bays | DELM602 |  |  |  | Jun 3 2015 5:34PM
Hillsboro | My Configured Devices -> BF:3001 | BF:3001 | RU#29 | or1dra031 |  | Dell Computer | PowerEdge R-Series | PowerEdge R730 - 2.5 Inch Drive Bays | DELM602 |  |  |  | Jun 3 2015 5:34PM
Hillsboro | My Configured Devices -> BF:3001 | BF:3001 | RU#27 | or1dra030 |  | Dell Computer | PowerEdge R-Series | PowerEdge R730 - 2.5 Inch Drive Bays | DELM602 |  |  |  | Jun 3 2015 5:34PM
Hillsboro | My Configured Devices -> BF:3001 | BF:3001 | RU#25 | or1dra029 |  | Dell Computer | PowerEdge R-Series | PowerEdge R730 - 2.5 Inch Drive Bays | DELM602 |  |  |  | Jun 3 2015 5:34PM
Hillsboro | My Configured Devices -> BF:3001 | BF:3001 | RU#23 | or1dra028 |  | Dell Computer | PowerEdge R-Series | PowerEdge R730 - 2.5 Inch Drive Bays | DELM602 |  |  |  | Jun 3 2015 5:34PM
Hillsboro | My Configured Devices -> BF:3001 | BF:3001 | RU#21 | or1dra027 |  | Dell Computer | PowerEdge R-Series | PowerEdge R730 - 2.5 Inch Drive Bays | DELM602 |  |  |  | Jun 3 2015 5:34PM
Hillsboro | My Configured Devices -> BF:3001 | BF:3001 | RU#19 | or1dra026 |  | Dell Computer | PowerEdge R-Series | PowerEdge R730 - 2.5 Inch Drive Bays | DELM602 |  |  |  | Jun 3 2015 5:34PM
Hillsboro | My Configured Devices -> BF:3001 | BF:3001 | RU#17 | or1dra025 |  | Dell Computer | PowerEdge R-Series | PowerEdge R730 - 2.5 Inch Drive Bays | DELM602 |  |  |  | Jun 3 2015 5:34PM
Hillsboro | My Configured Devices -> BF:3001 | BF:3001 | RU#15 | or1dra024 |  | Dell Computer | PowerEdge R-Series | PowerEdge R730 - 2.5 Inch Drive Bays | DELM602 |  |  |  | Jun 3 2015 5:34PM
Hillsboro | My Configured Devices -> BF:3001 | BF:3001 | RU#13 | or1dra023 |  | Dell Computer | PowerEdge R-Series | PowerEdge R730 - 2.5 Inch Drive Bays | DELM602 |  |  |  | Jun 3 2015 5:34PM
Hillsboro | My Configured Devices -> BF:3001 | BF:3001 | RU#11 | or1dra022 |  | Dell Computer | PowerEdge R-Series | PowerEdge R730 - 2.5 Inch Drive Bays | DELM602 |  |  |  | Jun 3 2015 5:34PM
Hillsboro | My Configured Devices -> BF:3001 | BF:3001 | RU#09 | or1dra021 |  | Dell Computer | PowerEdge R-Series | PowerEdge R730 - 2.5 Inch Drive Bays | DELM602 | https://qrl.dell.com/7T44942 |  |  | Jun 3 2015 5:34PM
Hillsboro | My Configured Devices -> BF:3001 | BF:3001 | RU#07 | or1dra020 |  | Dell Computer | PowerEdge R-Series | PowerEdge R730 - 2.5 Inch Drive Bays | DELM602 |  |  |  | Jun 3 2015 5:34PM
Hillsboro | My Configured Devices -> BF:3001 | BF:3001 | RU#05 | or1dra019 |  | Dell Computer | PowerEdge R-Series | PowerEdge R730 - 2.5 Inch Drive Bays | DELM602 | https://qrl.dell.com/7T83942 |  |  | Jun 3 2015 5:34PM
Hillsboro | My Configured Devices -> BF:3001 | BF:3001 | RU#03 | or1dra018 |  | Dell Computer | PowerEdge R-Series | PowerEdge R730 - 2.5 Inch Drive Bays | DELM602 |  |  |  | Jun 3 2015 5:34PM
Hillsboro | My Configured Devices -> BF:3001 | BF:3001 | RU#01 | or1dra017 |  | Dell Computer | PowerEdge R-Series | PowerEdge R730 - 2.5 Inch Drive Bays | DELM602 |  |  |  | Jun 3 2015 5:34PM
Hillsboro | My Configured Devices -> BF:3005 | BF:3005 | RU#51 | or1dra049 |  | Dell Computer | PowerEdge R-Series | PowerEdge R730 - 3.5 Inch Drive Bays | DELM603 |  |  |  | Jun 3 2015 5:13PM
Hillsboro | My Configured Devices -> BF:3005 | BF:3005 | RU#49 | or1dra051 |  | Dell Computer | PowerEdge R-Series | PowerEdge R730 - 3.5 Inch Drive Bays | DELM603 | https://qrl.dell.com/12QSB42 |  |  | Jun 3 2015 5:13PM
Hillsboro | My Configured Devices -> BF:3005 | BF:3005 | RU#47 | or1dra053 |  | Dell Computer | PowerEdge R-Series | PowerEdge R730 - 3.5 Inch Drive Bays | DELM603 |  |  |  | Jun 3 2015 5:13PM
Hillsboro | My Configured Devices -> BF:3005 | BF:3005 | RU#45 | or1dra055 |  | Dell Computer | PowerEdge R-Series | PowerEdge R730 - 3.5 Inch Drive Bays | DELM603 |  |  |  | Jun 3 2015 5:13PM
Hillsboro | My Configured Devices -> BF:3005 | BF:3005 | RU#43 | or1dra057 |  | Dell Computer | PowerEdge R-Series | PowerEdge R730xd - 3.5 Inch Drive Bays | DELM607 |  |  |  | Jun 3 2015 5:13PM
Hillsboro | My Configured Devices -> BF:3005 | BF:3005 | RU#41 | or1dra059 |  | Dell Computer | PowerEdge R-Series | PowerEdge R730xd - 3.5 Inch Drive Bays | DELM607 |  |  |  | Jun 3 2015 5:13PM
Hillsboro | My Configured Devices -> BF:3005 | BF:3005 | RU#39 | or1dra063 |  | Dell Computer | PowerEdge R-Series | PowerEdge R730 - 3.5 Inch Drive Bays | DELM603 | 12PSB42 |  |  | Jun 3 2015 5:13PM
Hillsboro | My Configured Devices -> BF:3005 | BF:3005 | RU#01 | or1hca001 |  | Hewlett-Packard | C-Class | C7000 (16 Half-Height Singles) | HEPR378 |  |  |  | Jun 3 2015 5:13PM
Hillsboro | My Configured Devices -> Hillsboro mdf rack | Hillsboro mdf rack | RU#44 | Generic: 2U Cable Manager #1 |  | Generic Patch Panel Icons | Generic Patch Panel | 2U Cable Manager | PP196 |  |  |  | Oct 20 2014 5:24PM
Hillsboro | My Configured Devices -> Hillsboro mdf rack | Hillsboro mdf rack | RU#42 | 2U 48-Port RJ45 Patch Panel to secondary IDF AS-01 |  | Generic Equipment Set | 1100CAT5 | Patch Panel 48-Port | GENR674 |  |  |  | Oct 20 2014 5:24PM
Hillsboro | My Configured Devices -> Hillsboro mdf rack | Hillsboro mdf rack | RU#40 | 2U 48-Port RJ45 Patch Panel to secondary IDF AS-02 |  | Generic Equipment Set | 1100CAT5 | Patch Panel 48-Port | GENR674 |  |  |  | Oct 20 2014 5:24PM
Hillsboro | My Configured Devices -> Hillsboro mdf rack | Hillsboro mdf rack | RU#38 | 2U 48-Port RJ45 Patch Panel to secondary IDF AS-03 |  | Generic Equipment Set | 1100CAT5 | Patch Panel 48-Port | GENR674 |  |  |  | Oct 20 2014 5:24PM
Hillsboro | My Configured Devices -> Hillsboro mdf rack | Hillsboro mdf rack | RU#36 | 2U 48-Port RJ45 Patch Panel to secondary IDF AS-04 |  | Generic Equipment Set | 1100CAT5 | Patch Panel 48-Port | GENR674 |  |  |  | Oct 20 2014 5:24PM
Hillsboro | My Configured Devices -> Hillsboro mdf rack | Hillsboro mdf rack | RU#34 | Generic: 2U Cable Manager #2 |  | Generic Patch Panel Icons | Generic Patch Panel | 2U Cable Manager | PP196 |  |  |  | Oct 20 2014 5:24PM
Hillsboro | My Configured Devices -> Hillsboro mdf rack | Hillsboro mdf rack | RU#32 | 2U 48-Port RJ45 Patch Panel to secondary IDF AS-05 |  | Generic Equipment Set | 1100CAT5 | Patch Panel 48-Port | GENR674 |  |  |  | Oct 20 2014 5:24PM
Hillsboro | My Configured Devices -> Hillsboro mdf rack | Hillsboro mdf rack | RU#30 | 2U 48-Port RJ45 Patch Panel to secondary IDF AS-06 |  | Generic Equipment Set | 1100CAT5 | Patch Panel 48-Port | GENR674 |  |  |  | Oct 20 2014 5:24PM
Hillsboro | My Configured Devices -> Hillsboro mdf rack | Hillsboro mdf rack | RU#20 | Generic: 4U Cable Manager #1 |  | Generic Altima Technologies Rackmountable | General Rackmount Equipment | 4U Cable Manager | 0GRM094 |  |  |  | Oct 20 2014 5:24PM
Hillsboro | My Staging Area -> ibm -> BE:1009 - IBM | BE:1009 - IBM | RU#59 | or1bf2002 |  | Brocade Communications Systems | Switches | 6520 | BROC607 |  |  |  | May 20 2016 5:14PM
Hillsboro | My Staging Area -> ibm -> BE:1009 - IBM | BE:1009 - IBM | RU#57 | or1-intp1be1009ts01 |  | Cisco Systems | Nexus 9000 Series | N9K-C9372PX | CSSY717 | SAL18380V3V |  |  | May 20 2016 5:14PM
Hillsboro | My Staging Area -> ibm -> BE:1009 - IBM | BE:1009 - IBM | RU#55 | or1-intp1be1009gs01 |  | Cisco Systems | Catalyst 4900 | WS-C4948E-F | CSCY593 |  |  |  | May 20 2016 5:14PM
Hillsboro | My Staging Area -> ibm -> BE:1009 - IBM | BE:1009 - IBM | RU#26 | or1iha001 |  | IBM | xSeries | x3550 M4 | IBMC749 | 1S7042CR82119A8D |  |  | May 20 2016 5:14PM
Hillsboro | My Staging Area -> ibm -> BE:1009 - IBM | BE:1009 - IBM | RU#24 | 11S00E4385YL10BG56506L |  | Generic Altima Technologies Rackmountable | IBM | fc 5887 | 0GRM166 |  |  |  | May 20 2016 5:14PM
Hillsboro | My Staging Area -> ibm -> BE:1009 - IBM | BE:1009 - IBM | RU#22 | 11S00E4385YL10BG565004 |  | Generic Altima Technologies Rackmountable | IBM | fc 5887 | 0GRM166 |  |  |  | May 20 2016 5:14PM
Hillsboro | My Staging Area -> ibm -> BE:1009 - IBM | BE:1009 - IBM | RU#18 | or1ibp1va01 |  | ibm | FC EBA0 | 4U Server | 0GRM087 | SN00000FZH8551 |  |  | May 20 2016 5:14PM
Hillsboro | My Staging Area -> ibm -> BE:1009 - IBM | BE:1009 - IBM | RU#14 | or1ibp1va02 |  | ibm | FC EBA0 | 4U Server | 0GRM087 | SN00000FZH8412 |  |  | May 20 2016 5:14PM
Hillsboro | My Staging Area -> ibm -> BE:1009 - IBM | BE:1009 - IBM | RU#09 | SN00000CSS04YG |  | IBM | IBM power eb870 | 5U Server | 0GRM157 |  |  |  | May 20 2016 5:14PM
Hillsboro | My Staging Area -> ibm -> BE:1009 - IBM | BE:1009 - IBM | RU#07 | SN00000KIC1376 |  | IBM | General Rackmount Equipment | power e870 2 u server | 0GRM080 |  |  |  | May 20 2016 5:14PM
Hillsboro | My Staging Area -> ibm -> BE:1009 - IBM | BE:1009 - IBM | RU#02 | SN00000CSS04YA |  | IBM | IBM power eb870 | 5U Server | 0GRM157 |  |  |  | May 20 2016 5:14PM
Hillsboro | My Staging Area -> ibm -> BE:1009 - IBM | BE:1009 - IBM | InOutPlug#2 | rpc369B |  | Server Technology | Sentry | CW-48V5Z454-A1P | SERV735 |  |  |  | May 20 2016 5:14PM
Hillsboro | My Staging Area -> ibm -> BE:1009 - IBM | BE:1009 - IBM | InOutPlug#1 | rpc369A |  | Server Technology | Sentry | CW-48V5Z454-A1P | SERV735 |  |  |  | May 20 2016 5:14PM
Hillsboro | My Staging Area -> ibm -> BE:1010 - IBM | BE:1010 - IBM | RU#58 | or1-intp1be1010ts01 |  | Cisco Systems | Nexus 9000 Series | N9K-C9372PX | CSSY717 | SAL18391J3M |  |  | May 20 2016 5:15PM
Hillsboro | My Staging Area -> ibm -> BE:1010 - IBM | BE:1010 - IBM | RU#56 | or1-intp1be1010gs01 |  | Cisco Systems | Catalyst 4900 | WS-C4948E-F | CSCY593 | CAT1832S2H0 |  |  | May 20 2016 5:15PM
Hillsboro | My Staging Area -> ibm -> BE:1010 - IBM | BE:1010 - IBM | RU#24 | 11S00E4385YL10BG55X023 |  | Generic Altima Technologies Rackmountable | IBM | fc 5887 | 0GRM166 |  |  |  | May 20 2016 5:15PM
Hillsboro | My Staging Area -> ibm -> BE:1010 - IBM | BE:1010 - IBM | RU#22 | 11S00E4385YL10BG572006 |  | Generic Altima Technologies Rackmountable | IBM | fc 5887 | 0GRM166 |  |  |  | May 20 2016 5:15PM
Hillsboro | My Staging Area -> ibm -> BE:1010 - IBM | BE:1010 - IBM | RU#18 | or1ibp3va01 |  | ibm | FC EBA0 | 4U Server | 0GRM087 | SN00000FZH8549 |  |  | May 20 2016 5:15PM
Hillsboro | My Staging Area -> ibm -> BE:1010 - IBM | BE:1010 - IBM | RU#14 | or1ibp3va02 |  | ibm | FC EBA0 | 4U Server | 0GRM087 | SN00000FZH8512 |  |  | May 20 2016 5:15PM
Hillsboro | My Staging Area -> ibm -> BE:1010 - IBM | BE:1010 - IBM | RU#09 | SN00000CSS04YK |  | IBM | IBM power eb870 | 5U Server | 0GRM157 |  |  |  | May 20 2016 5:15PM
Hillsboro | My Staging Area -> ibm -> BE:1010 - IBM | BE:1010 - IBM | RU#07 | SN00000KIC1872 |  | IBM | General Rackmount Equipment | power e870 2 u server | 0GRM080 |  |  |  | May 20 2016 5:15PM
Hillsboro | My Staging Area -> ibm -> BE:1010 - IBM | BE:1010 - IBM | RU#02 | SN00000CSS04VJ |  | IBM | IBM power eb870 | 5U Server | 0GRM157 |  |  |  | May 20 2016 5:15PM
Hillsboro | My Staging Area -> ibm -> BE:1010 - IBM | BE:1010 - IBM | InOutPlug#2 | rpc370B |  | Server Technology | Sentry | CW-48V5Z454-A1P | SERV735 |  |  |  | May 20 2016 5:15PM
Hillsboro | My Staging Area -> ibm -> BE:1010 - IBM | BE:1010 - IBM | InOutPlug#1 | rpc370A |  | Server Technology | Sentry | CW-48V5Z454-A1P | SERV735 |  |  |  | May 20 2016 5:15PM
Hillsboro | My Staging Area -> Orphan Other Nodes | Orphan Other Nodes |  | or1dra076 |  | Dell Computer | PowerEdge R-Series | PowerEdge R730xd - 3.5 Inch Drive Bays | DELM607 |  | 562221 |  | Mar 23 2016 5:18PM
Hillsboro | Site Configured Devices -> Generic Rack 52RU With 8RU Top | Generic Rack 52RU With 8RU Top | InOutPlug#2 | pod pdu |  | Server Technology | Sentry | CW-48V5Z454-A1P | SERV735 |  |  |  | Jun 9 2015 12:57PM
Hillsboro | Site Configured Devices -> Generic Rack 52RU With 8RU Top | Generic Rack 52RU With 8RU Top | InOutPlug#1 | pod pdus |  | Server Technology | Sentry | CW-48V5Z454-A1P | SERV735 |  |  |  | Jun 9 2015 12:53PM
Hillsboro | Site Configured Devices -> mdf standard rack | mdf standard rack | RU#44 | Generic: 2U Cable Manager #1 |  | Generic Patch Panel Icons | Generic Patch Panel | 2U Cable Manager | PP196 |  |  |  | Oct 20 2014 5:29PM
Hillsboro | Site Configured Devices -> mdf standard rack | mdf standard rack | RU#42 | 48 port r45 cat 6 to primary IDF AP-01 |  | Generic Equipment Set | 1100CAT5 | Patch Panel 48-Port | GENR674 |  |  |  | Oct 20 2014 5:29PM
Hillsboro | Site Configured Devices -> mdf standard rack | mdf standard rack | RU#40 | 48 port r45 cat 6 to primary IDF AP-02 |  | Generic Equipment Set | 1100CAT5 | Patch Panel 48-Port | GENR674 |  |  |  | Oct 20 2014 5:29PM
Hillsboro | Site Configured Devices -> mdf standard rack | mdf standard rack | RU#38 | 48 port r45 cat 6 to primary IDF AP-03 |  | Generic Equipment Set | 1100CAT5 | Patch Panel 48-Port | GENR674 |  |  |  | Oct 20 2014 5:29PM
Hillsboro | Site Configured Devices -> mdf standard rack | mdf standard rack | RU#36 | 48 port r45 cat 6 to primary IDF AP-04 |  | Generic Equipment Set | 1100CAT5 | Patch Panel 48-Port | GENR674 |  |  |  | Oct 20 2014 5:29PM
Hillsboro | Site Configured Devices -> mdf standard rack | mdf standard rack | RU#34 | Generic: 2U Cable Manager #2 |  | Generic Patch Panel Icons | Generic Patch Panel | 2U Cable Manager | PP196 |  |  |  | Oct 20 2014 5:29PM
Hillsboro | Site Configured Devices -> mdf standard rack | mdf standard rack | RU#32 | 48 port r45 cat 6 to primary IDF AP-05 |  | Generic Equipment Set | 1100CAT5 | Patch Panel 48-Port | GENR674 |  |  |  | Oct 20 2014 5:29PM
Hillsboro | Site Configured Devices -> mdf standard rack | mdf standard rack | RU#30 | 48 port r45 cat 6 to primary IDF AP-06 |  | Generic Equipment Set | 1100CAT5 | Patch Panel 48-Port | GENR674 |  |  |  | Oct 20 2014 5:29PM
Hillsboro | Site Configured Devices -> mdf standard rack | mdf standard rack | RU#20 | Generic: 4U Cable Manager #1 |  | Generic Altima Technologies Rackmountable | General Rackmount Equipment | 4U Cable Manager | 0GRM094 |  |  |  | Oct 20 2014 5:29PM
Hillsboro | Site Configured Devices -> MDF-2 Rack 8 | MDF-2 Rack 8 | RU#45 | OR1_MDF2R8_CON01 |  | Raritan Computer | Dominion SX | DSXA-48-AC | RCI175 | WAI4B00057 |  |  | May 19 2016 5:24PM
Hillsboro | Site Configured Devices -> MDF-2 Rack 8 | MDF-2 Rack 8 | RU#29 | wedges02 |  | Cisco Systems | Catalyst 4500-X | WS-C4500X-40X-ES | CISC050 | JAE184103CK |  |  | May 19 2016 5:24PM
Hillsboro | Site Configured Devices -> MDF-2 Rack 8 | MDF-2 Rack 8 | RU#27 | 2u cable manager |  | Ortronics | Mighty Mo 6 Cable Management | OR-MM6HMF2RU | ORT891 |  |  |  | May 19 2016 5:24PM
Hillsboro | Site Configured Devices -> MDF-2 Rack 8 | MDF-2 Rack 8 | RU#26 | or1-inets02 |  | Cisco Systems | Catalyst 4500-X | WS-C4500X-40X-ES | CISC050 | JAE184008MC |  |  | May 19 2016 5:24PM
Hillsboro | Site Configured Devices -> MDF-2 Rack 8 | MDF-2 Rack 8 | RU#24 | or1-befw02 |  | Juniper Networks | SRX Series | SRX550 | JNPR089 |  |  |  | May 19 2016 5:24PM
Hillsboro | Site Configured Devices -> MDF-2 Rack 8 | MDF-2 Rack 8 | RU#22 | or1-fefw02 |  | Juniper Networks | SRX Series | SRX550 | JNPR089 |  |  |  | May 19 2016 5:24PM
Hillsboro | Site Configured Devices -> MDF-2 Rack 8 | MDF-2 Rack 8 | RU#01 | or1-greha |  | Cisco Systems | ASR 1000 Series | ASR1006 | CISO864 |  |  |  | May 19 2016 5:24PM
Hillsboro | Site Staging Area -> IT -> POD test Map -> MDF-1 Rack 2 | MDF-1 Rack 2 | RU#44 | Generic: 2U Cable Manager #1 |  | Generic Patch Panel Icons | Generic Patch Panel | 2U Cable Manager | PP196 |  |  |  | Oct 20 2014 5:04PM
Hillsboro | Site Staging Area -> IT -> POD test Map -> MDF-1 Rack 2 | MDF-1 Rack 2 | RU#40 | 4u 96 port fiber patch panel to IDF AP-01 |  | Generic Equipment Set | 1100CAT5 | Patch Panel 96-Port | GENR676 |  |  |  | Oct 20 2014 5:04PM
Hillsboro | Site Staging Area -> IT -> POD test Map -> MDF-1 Rack 2 | MDF-1 Rack 2 | RU#36 | 4u 96 port fiber patch panel to IDF AP-03 |  | Generic Equipment Set | 1100CAT5 | Patch Panel 96-Port | GENR676 |  |  |  | Oct 20 2014 5:04PM
Hillsboro | Site Staging Area -> IT -> POD test Map -> MDF-1 Rack 2 | MDF-1 Rack 2 | RU#32 | 4u 96 port fiber patch panel to IDF AP-05 |  | Generic Equipment Set | 1100CAT5 | Patch Panel 96-Port | GENR676 |  |  |  | Oct 20 2014 5:04PM
Hillsboro | Site Staging Area -> IT -> POD test Map -> MDF-1 Rack 2 | MDF-1 Rack 2 | RU#28 | 4u 96 port fiber patch panel to IDF AS-01 |  | Generic Equipment Set | 1100CAT5 | Patch Panel 96-Port | GENR676 |  |  |  | Oct 20 2014 5:04PM
Hillsboro | Site Staging Area -> IT -> POD test Map -> MDF-1 Rack 2 | MDF-1 Rack 2 | RU#24 | 4u 96 port fiber patch panel to IDF AS-03 |  | Generic Equipment Set | 1100CAT5 | Patch Panel 96-Port | GENR676 |  |  |  | Oct 20 2014 5:04PM
Hillsboro | Site Staging Area -> IT -> POD test Map -> MDF-1 Rack 2 | MDF-1 Rack 2 | RU#20 | Generic: 4U Cable Manager #1 |  | Generic Altima Technologies Rackmountable | General Rackmount Equipment | 4U Cable Manager | 0GRM094 |  |  |  | Oct 20 2014 5:04PM
Hillsboro | Site Staging Area -> IT -> POD test Map -> MDF-1 Rack 2 | MDF-1 Rack 2 | RU#16 | 4u 96 port fiber patch panel to IDF AS-05 |  | Generic Equipment Set | 1100CAT5 | Patch Panel 96-Port | GENR676 |  |  |  | Oct 20 2014 5:04PM
Hillsboro | Site Staging Area -> POs -> on pallet unknow PO | on pallet unknow PO |  | Brocase switch SN#CPL2547K0RY |  | Brocade Communications Systems | VDX | VDX6740 | BROC602 |  |  |  | May 19 2016 12:08PM
Hillsboro | Site Staging Area -> POs -> on pallet unknow PO | on pallet unknow PO |  | brocade 6520 sn#CHQ2552K014 |  | Brocade Communications Systems | Switches | 6520 | BROC607 |  |  |  | May 19 2016 12:20PM
Hillsboro | Site Staging Area -> POs -> on pallet unknow PO | on pallet unknow PO |  | or1dra064 |  | Dell Computer | PowerEdge R-Series | PowerEdge R730 - 3.5 Inch Drive Bays | DELM603 | 12PQB42 |  |  | May 19 2016 12:25PM
Hillsboro | Site Staging Area -> POs -> on pallet unknow PO | on pallet unknow PO |  | Brocasde 6520 SN#CHQ2503L00D |  | Brocade Communications Systems | Switches | 6520 | BROC607 |  |  |  | May 19 2016 12:17PM
Hong Kong | Hong Kong -> IDC -> Network Rack 1 | Network Rack 1 | RU#44 | Panduit: WMPF1E #1 |  | Panduit | PatchLink | WMPF1E | PAND771 |  |  |  | Nov 10 2014 4:54PM
Hong Kong | Hong Kong -> IDC -> Network Rack 1 | Network Rack 1 | RU#42 | Generic: 2U 48-Port Fiber Patch Panel #5 |  | Generic Equipment Set | Patch Panel | 2U 48-Port Fiber Patch Panel | GENR974 |  |  |  | Nov 10 2014 4:54PM
Hong Kong | Hong Kong -> IDC -> Network Rack 1 | Network Rack 1 | RU#40 | Panduit: WMPF1E #2 |  | Panduit | PatchLink | WMPF1E | PAND771 |  |  |  | Nov 10 2014 4:54PM
Hong Kong | Hong Kong -> IDC -> Network Rack 1 | Network Rack 1 | RU#38 | Generic: 2U 48-Port Fiber Patch Panel #4 |  | Generic Equipment Set | Patch Panel | 2U 48-Port Fiber Patch Panel | GENR974 |  |  |  | Nov 10 2014 4:54PM
Hong Kong | Hong Kong -> IDC -> Network Rack 1 | Network Rack 1 | RU#36 | Panduit: WMPF1E #3 |  | Panduit | PatchLink | WMPF1E | PAND771 |  |  |  | Nov 10 2014 4:54PM
Hong Kong | Hong Kong -> IDC -> Network Rack 1 | Network Rack 1 | RU#34 | Generic: 2U 48-Port Fiber Patch Panel #6 |  | Generic Equipment Set | Patch Panel | 2U 48-Port Fiber Patch Panel | GENR974 |  |  |  | Nov 10 2014 4:54PM
Hong Kong | Hong Kong -> IDC -> Network Rack 1 | Network Rack 1 | RU#32 | Panduit: WMPF1E #4 |  | Panduit | PatchLink | WMPF1E | PAND771 |  |  |  | Nov 10 2014 4:54PM
Hong Kong | Hong Kong -> IDC -> Network Rack 1 | Network Rack 1 | RU#30 | Generic: 2U 48-Port Fiber Patch Panel #8 |  | Generic Equipment Set | Patch Panel | 2U 48-Port Fiber Patch Panel | GENR974 |  |  |  | Nov 10 2014 4:53PM
Hong Kong | Hong Kong -> IDC -> Network Rack 1 | Network Rack 1 | RU#28 | Panduit: WMPF1E #5 |  | Panduit | PatchLink | WMPF1E | PAND771 |  |  |  | Nov 10 2014 4:53PM
Hong Kong | Hong Kong -> IDC -> Network Rack 1 | Network Rack 1 | RU#26 | Generic: 2U 48-Port Fiber Patch Panel #7 |  | Generic Equipment Set | Patch Panel | 2U 48-Port Fiber Patch Panel | GENR974 |  |  |  | Nov 10 2014 4:53PM
Hong Kong | Hong Kong -> IDC -> Network Rack 1 | Network Rack 1 | RU#24 | Panduit: WMPF1E #6 |  | Panduit | PatchLink | WMPF1E | PAND771 |  |  |  | Nov 10 2014 4:53PM
Hong Kong | Hong Kong -> IDC -> Network Rack 1 | Network Rack 1 | RU#22 | Generic: 2U 48-Port Fiber Patch Panel #9 |  | Generic Equipment Set | Patch Panel | 2U 48-Port Fiber Patch Panel | GENR974 |  |  |  | Nov 10 2014 4:53PM
Hong Kong | Hong Kong -> IDC -> Network Rack 1 | Network Rack 1 | RU#20 | Panduit: WMPF1E #7 |  | Panduit | PatchLink | WMPF1E | PAND771 |  |  |  | Nov 10 2014 4:53PM
Hong Kong | Hong Kong -> IDC -> Network Rack 1 | Network Rack 1 | RU#19 | Hongkong-swa | NETWORK SERVICES | Cisco Systems | Catalyst 3750-E | WS-C3750E-48PD-E | CICO899 |  | Unknown | 10.162.16.2 | Nov 10 2014 4:53PM
Hong Kong | Hong Kong -> IDC -> Network Rack 1 | Network Rack 1 | RU#18 | Hongkong-swb | NETWORK SERVICES | Cisco Systems | Catalyst 3750-E | WS-C3750E-48PD-E | CICO899 |  | unknown | 10.162.16.3 | Nov 10 2014 4:53PM
Hong Kong | Hong Kong -> IDC -> Network Rack 1 | Network Rack 1 | RU#16 | Panduit: WMPF1E #8 |  | Panduit | PatchLink | WMPF1E | PAND771 |  |  |  | Nov 10 2014 4:53PM
Hong Kong | Hong Kong -> IDC -> Network Rack 1 | Network Rack 1 | RU#15 | Hongkong-swc | NETWORK SERVICES | Cisco Systems | Catalyst 3750-E | WS-C3750E-48PD-E | CICO899 |  | unknown | 10.162.16.4 | Nov 10 2014 4:53PM
Hong Kong | Hong Kong -> IDC -> Network Rack 1 | Network Rack 1 | RU#13 | Hongkong-swd | NETWORK SERVICES | Cisco Systems | Catalyst 3750-E | WS-C3750E-48PD-E | CICO899 |  | unknown | 10.162.16.5 | Nov 10 2014 4:53PM
Hong Kong | Hong Kong -> IDC -> Network Rack 1 | Network Rack 1 | RU#11 | Panduit: WMPF1E #9 |  | Panduit | PatchLink | WMPF1E | PAND771 |  |  |  | Nov 10 2014 4:53PM
Hong Kong | Hong Kong -> IDC -> Network Rack 1 | Network Rack 1 | RU#10 | Hongkong-swe | NETWORK SERVICES | Cisco Systems | Catalyst 3750-E | WS-C3750E-48PD-E | CICO899 |  | Unknown | 10.162.16.6 | Nov 10 2014 4:53PM
Hong Kong | Hong Kong -> IDC -> Network Rack 1 | Network Rack 1 | RU#08 | Panduit: WMPF1E #10 |  | Panduit | PatchLink | WMPF1E | PAND771 |  |  |  | Nov 10 2014 4:52PM
Hong Kong | Hong Kong -> IDC -> Network Rack 1 | Network Rack 1 | RU#06 | Hongkong-wan-old | NETWORK SERVICES | Cisco Systems | Cisco 3700 | CISCO3725 | CSCO338 |  | unknown | 10.254.160.5 | Nov 10 2014 4:52PM
Hong Kong | Hong Kong -> IDC -> Network Rack 1 | Network Rack 1 | RU#05 | Panduit: CP24BL #1 |  | Panduit | Mini-Com | CP24BL | PAND393 |  |  |  | Nov 10 2014 4:52PM
Hong Kong | Hong Kong -> IDC -> Network Rack 1 | Network Rack 1 | RU#02 | Hongkong-wan | NETWORK SERVICES | Cisco Systems | Cisco 3900 | Cisco3945/K9 | CISY860 |  |  |  | Nov 10 2014 4:52PM
Hong Kong | Hong Kong -> IDC -> Network Rack 2 | Network Rack 2 | RU#44 | Generic: 2U 48-Port Fiber Patch Panel #1 |  | Generic Equipment Set | Patch Panel | 2U 48-Port Fiber Patch Panel | GENR974 |  |  |  | Nov 10 2014 4:52PM
Hong Kong | Hong Kong -> IDC -> Network Rack 2 | Network Rack 2 | RU#41 | Generic: 2U 48-Port Fiber Patch Panel #2 |  | Generic Equipment Set | Patch Panel | 2U 48-Port Fiber Patch Panel | GENR974 |  |  |  | Nov 10 2014 4:52PM
Hong Kong | Hong Kong -> IDC -> Network Rack 2 | Network Rack 2 | RU#37 | Generic: 2U 48-Port Fiber Patch Panel #3 |  | Generic Equipment Set | Patch Panel | 2U 48-Port Fiber Patch Panel | GENR974 |  |  |  | Nov 10 2014 4:52PM
Hong Kong | Hong Kong -> IDC -> Network Rack 2 | Network Rack 2 | RU#33 | Generic: 2U 48-Port Fiber Patch Panel #4 |  | Generic Equipment Set | Patch Panel | 2U 48-Port Fiber Patch Panel | GENR974 |  |  |  | Nov 10 2014 4:52PM
Hong Kong | Hong Kong -> IDC -> Network Rack 2 | Network Rack 2 | RU#20 | VICON | PHYSICAL SECURITY | Cisco Systems | Catalyst 1900 | WS-C1912C-EN | CSCO563 |  |  |  | Nov 10 2014 4:52PM
Hong Kong | Hong Kong -> IDC -> Network Rack 2 | Network Rack 2 | RU#17 | HKWLC-01 | NETWORK SERVICES | Cisco Systems | Cisco 4400 | AIR-WLC4402-12-K9 | CICO108 |  | unknown | 10.162.16.42 | Nov 10 2014 4:52PM
Hong Kong | Hong Kong -> IDC -> Server Cabinet | Server Cabinet | RU#33 | hkadovm01 | DATA CENTER OPERATIONS | Hewlett-Packard | ProLiant | DL380 G7-LFF | HEPK281 |  | 100202543 | 10.162.16.38 | Nov 10 2014 4:54PM
Hong Kong | Hong Kong -> IDC -> Server Cabinet | Server Cabinet | RU#32 | Kvm-hongkong-1 | DATA CENTER OPERATIONS | Raritan Computer | Dominion KX II | DKX2-116 | RCI147 |  | 100202544 | 10.162.16.15 | Nov 10 2014 4:54PM
Hong Kong | Hong Kong -> IDC -> Server Cabinet | Server Cabinet | RU#20 | APC LCD | DATA CENTER OPERATIONS | APC | NetShelter | AR8126ABLK | APC984 |  |  |  | Nov 10 2014 4:54PM
Hong Kong | Hong Kong -> IDC -> Server Cabinet | Server Cabinet | RU#01 | Hongkong-ups | DATA CENTER OPERATIONS | APC | Symmetra | SYH6K6RMT | APC512 |  | Unknown | 10.162.16.11 | Nov 10 2014 4:54PM
London Fitzroy | London Fitzroy -> IDC -> Cab 1 | Cab 1 | RU#41 | Toshiba Strata: 1 |  | Nokia IP | VPN | 60s | NOKI231 |  |  |  | Oct 13 2014 5:56PM
London Fitzroy | London Fitzroy -> IDC -> Cab 1 | Cab 1 | RU#38 | Toshiba Strata: 2 |  | Nokia IP | IP Series | IP2255 | NOKI232 |  |  |  | Oct 13 2014 5:55PM
London Fitzroy | London Fitzroy -> IDC -> Cab 1 | Cab 1 | RU#35 | Toshiba Strata: 3 |  | Nokia IP | IP Series | IP2255 | NOKI232 |  |  |  | Oct 13 2014 5:55PM
London Fitzroy | London Fitzroy -> IDC -> Cab 1 | Cab 1 | RU#32 | Toshiba Strata: 4 |  | Nokia IP | IP Series | IP2255 | NOKI232 |  |  |  | Oct 13 2014 5:55PM
London Fitzroy | London Fitzroy -> IDC -> Cab 1 | Cab 1 | RU#30 | Panduit: CPP48FMWBL #7 |  | Panduit | Mini-Com | CPP48FMWBLY | PAND759 |  |  |  | Oct 13 2014 5:55PM
London Fitzroy | London Fitzroy -> IDC -> Cab 1 | Cab 1 | RU#28 | Panduit: CPP48FMWBL #6 |  | Panduit | Mini-Com | CPP48FMWBLY | PAND759 |  |  |  | Oct 13 2014 5:54PM
London Fitzroy | London Fitzroy -> IDC -> Cab 1 | Cab 1 | RU#26 | Panduit: CPP48FMWBL #5 |  | Panduit | Mini-Com | CPP48FMWBLY | PAND759 |  |  |  | Oct 13 2014 5:54PM
London Fitzroy | London Fitzroy -> IDC -> Cab 1 | Cab 1 | RU#23 | Panduit: NCMHF1 #1 |  | Juniper Networks | SRX Series | SRX240 | JUNP697 |  |  |  | Oct 13 2014 5:53PM
London Fitzroy | London Fitzroy -> IDC -> Cab 1 | Cab 1 | RU#18 | 19 Inch 1U Shelf |  | Generic Equipment Set | Shelf | 19 Inch 1U Shelf | GENR944 |  |  |  | Oct 13 2014 5:56PM
London Fitzroy | London Fitzroy -> IDC -> Cab 1 | Cab 1 | RU#17 | 19 Inch 1U Shelf |  | Generic Equipment Set | Shelf | 19 Inch 1U Shelf | GENR944 |  |  |  | Oct 13 2014 6:53PM
London Fitzroy | London Fitzroy -> IDC -> Cab 1 | Cab 1 | RU#16 | Juniper Networks: SRX210 #1 |  | Juniper Networks | EX Series | EX 3200-48T | JUNP612 |  |  |  | Oct 13 2014 5:53PM
London Fitzroy | London Fitzroy -> IDC -> Cab 1 | Cab 1 | RU#14 | Cisco: 1841 - Rackmount #1 |  | Cisco Systems | Cisco 1800 | Cisco1841-T1 | CISO619 |  |  |  | Oct 13 2014 5:53PM
London Fitzroy | London Fitzroy -> IDC -> Cab 1 | Cab 1 | RU#13 | Juniper Networks: EX 3200-48T #1 |  | Juniper Networks | EX Series | EX 3200-48T | JUNP612 |  |  |  | Oct 13 2014 5:53PM
London Fitzroy | London Fitzroy -> IDC -> Cab 1 | Cab 1 | RU#11 | Cisco: ASA 5510 #1 |  | Cisco Systems | ASA 5500 | ASA 5510 | CICO118 |  |  |  | Oct 13 2014 5:53PM
London Fitzroy | London Fitzroy -> IDC -> Cab 1 | Cab 1 | RU#09 | Dell: PowerEdge R410 - Closed View #1 |  | Dell Computer | PowerEdge R-Series | PowerEdge R410 | DELC152 |  |  |  | Oct 13 2014 5:53PM
London Fitzroy | London Fitzroy -> IDC -> Cab 1 | Cab 1 | RU#01 | HP/Compaq: DL580 G3 #1 |  | Compaq | ProLiant | DL580 G3 | CMPQ545 |  |  |  | Oct 13 2014 5:52PM
London Fitzroy | London Fitzroy -> IDC -> Cab 1 -> 19 Inch 1U Shelf [0RU] | 19 Inch 1U Shelf | InOutPlug#4 | Buffalo Technology: LinkStation Quad #1 |  | Buffalo Technology | LinkStation | LS-QL/R5 | BUFF029 |  |  |  | Oct 13 2014 5:56PM
London Fitzroy | London Fitzroy -> IDC -> Cab 1 -> 19 Inch 1U Shelf [0RU] | 19 Inch 1U Shelf | InOutPlug#2 | LS-QL/R5 |  | Buffalo Technology | LinkStation | LS-QL/R5 | BUFF029 |  |  |  | Oct 14 2014 11:55AM
London Fitzroy | London Fitzroy -> IDC -> Cab 2 | Cab 2 | RU#41 | Raritan Computer: KX132 #1 |  | Raritan Computer | Dominion KX | KX132 Rackmount | RCI140 |  |  |  | Oct 13 2014 6:02PM
London Fitzroy | London Fitzroy -> IDC -> Cab 2 | Cab 2 | RU#38 | Cisco: 3845 #1 |  | Cisco Systems | Cisco 3800 | CISCO3845 | CISO580 |  |  |  | Oct 13 2014 6:02PM
London Fitzroy | London Fitzroy -> IDC -> Cab 2 | Cab 2 | RU#37 | Cisco: WAE-612-K9 #1 |  | Cisco Systems | WAE Series | WAE-612-K9 | CICO784 |  |  |  | Oct 13 2014 6:02PM
London Fitzroy | London Fitzroy -> IDC -> Cab 2 | Cab 2 | RU#35 | lfadovm01 |  | Hewlett-Packard | ProLiant | DL380 G7-SFF | HEPK280 | CZ2105073L |  | 10.131.32.77 | Oct 13 2014 6:02PM
London Fitzroy | London Fitzroy -> IDC -> Cab 2 | Cab 2 | RU#30 | Panduit: CPP48FMWBL #7 |  | Panduit | Mini-Com | CPP48FMWBLY | PAND759 |  |  |  | Oct 13 2014 6:02PM
London Fitzroy | London Fitzroy -> IDC -> Cab 2 | Cab 2 | RU#28 | Panduit: CPP48FMWBL #6 |  | Panduit | Mini-Com | CPP48FMWBLY | PAND759 |  |  |  | Oct 13 2014 6:01PM
London Fitzroy | London Fitzroy -> IDC -> Cab 2 | Cab 2 | RU#26 | Panduit: CPP48FMWBL #5 |  | Panduit | Mini-Com | CPP48FMWBLY | PAND759 |  |  |  | Oct 13 2014 6:00PM
London Fitzroy | London Fitzroy -> IDC -> Cab 2 | Cab 2 | RU#25 | Panduit: WMPLSE #3 |  | Panduit | PatchLink | WMPLSE | PAND776 |  |  |  | Oct 13 2014 5:59PM
London Fitzroy | London Fitzroy -> IDC -> Cab 2 | Cab 2 | RU#23 | Panduit: CPP48FMWBL #4 |  | Panduit | Mini-Com | CPP48FMWBLY | PAND759 |  |  |  | Oct 13 2014 5:59PM
London Fitzroy | London Fitzroy -> IDC -> Cab 2 | Cab 2 | RU#22 | Panduit: WMPLSE #2 |  | Panduit | PatchLink | WMPLSE | PAND776 |  |  |  | Oct 13 2014 5:59PM
London Fitzroy | London Fitzroy -> IDC -> Cab 2 | Cab 2 | RU#20 | Panduit: CPP48FMWBL #3 |  | Panduit | Mini-Com | CPP48FMWBLY | PAND759 |  |  |  | Oct 13 2014 5:58PM
London Fitzroy | London Fitzroy -> IDC -> Cab 2 | Cab 2 | RU#18 | Panduit: CPP48FMWBL #2 |  | Panduit | Mini-Com | CPP48FMWBLY | PAND759 |  |  |  | Oct 13 2014 5:58PM
London Fitzroy | London Fitzroy -> IDC -> Cab 2 | Cab 2 | RU#17 | Panduit: WMPLSE #1 |  | Panduit | PatchLink | WMPLSE | PAND776 |  |  |  | Oct 13 2014 5:57PM
London Fitzroy | London Fitzroy -> IDC -> Cab 2 | Cab 2 | RU#15 | Panduit: CPP48FMWBL #1 |  | Panduit | Mini-Com | CPP48FMWBLY | PAND759 |  |  |  | Oct 13 2014 5:57PM
London Fitzroy | London Fitzroy -> IDC -> Cab 2 | Cab 2 | RU#01 | Cisco: Catalyst 4510R #1 |  | Cisco Systems | Catalyst 4500 | WS-C4510R | CISO334 |  |  |  | Oct 13 2014 5:56PM
London Maidenhead | London Maidenhead -> IDC 1st Floor -> Rack 1 | Rack 1 | RU#45 | RiT Technologies: SMART GIGA 48 UTP 1U #1 |  | RIT Technologies | SMART Giga | SMART-Giga 48 | RIT129 |  |  |  | Oct 14 2014 12:14PM
London Maidenhead | London Maidenhead -> IDC 1st Floor -> Rack 1 | Rack 1 | RU#44 | RiT Technologies: SMART GIGA 48 UTP 1U #2 |  | RIT Technologies | SMART Giga | SMART-Giga 48 | RIT129 |  |  |  | Oct 14 2014 12:13PM
London Maidenhead | London Maidenhead -> IDC 1st Floor -> Rack 1 | Rack 1 | RU#43 | RiT Technologies: SMART GIGA 48 UTP 1U #3 |  | RIT Technologies | SMART Giga | SMART-Giga 48 | RIT129 |  |  |  | Oct 14 2014 12:12PM
London Maidenhead | London Maidenhead -> IDC 1st Floor -> Rack 1 | Rack 1 | RU#42 | RiT Technologies: SMART GIGA 48 UTP 1U #4 |  | RIT Technologies | SMART Giga | SMART-Giga 48 | RIT129 |  |  |  | Oct 14 2014 12:11PM
London Maidenhead | London Maidenhead -> IDC 1st Floor -> Rack 1 | Rack 1 | RU#41 | 48 Way High Density Patch Panels |  | RIT Technologies | SMART Giga | SMART-Giga 48 | RIT129 |  |  |  | Oct 14 2014 12:10PM
London Maidenhead | London Maidenhead -> IDC 1st Floor -> Rack 1 | Rack 1 | RU#40 | RiT Technologies: SMART GIGA 48 UTP 1U #6 |  | RIT Technologies | SMART Giga | SMART-Giga 48 | RIT129 |  |  |  | Oct 14 2014 12:09PM
London Maidenhead | London Maidenhead -> IDC 1st Floor -> Rack 1 | Rack 1 | RU#39 | RiT Technologies: SMART GIGA 48 UTP 1U #7 |  | RIT Technologies | SMART Giga | SMART-Giga 48 | RIT129 |  |  |  | Oct 14 2014 12:08PM
London Maidenhead | London Maidenhead -> IDC 1st Floor -> Rack 1 | Rack 1 | RU#38 | RiT Technologies: SMART GIGA 48 UTP 1U #8 |  | RIT Technologies | SMART Giga | SMART-Giga 48 | RIT129 |  |  |  | Oct 14 2014 12:07PM
London Maidenhead | London Maidenhead -> IDC 1st Floor -> Rack 1 | Rack 1 | RU#37 | RiT Technologies: SMART GIGA 48 UTP 1U #9 |  | RIT Technologies | SMART Giga | SMART-Giga 48 | RIT129 |  |  |  | Oct 14 2014 12:06PM
London Maidenhead | London Maidenhead -> IDC 1st Floor -> Rack 1 | Rack 1 | RU#36 | RiT Technologies: SMART GIGA 48 UTP 1U #10 |  | RIT Technologies | SMART Giga | SMART-Giga 48 | RIT129 |  |  |  | Oct 14 2014 12:05PM
London Maidenhead | London Maidenhead -> IDC 1st Floor -> Rack 1 | Rack 1 | RU#35 | RiT Technologies: SMART GIGA 48 UTP 1U #11 |  | RIT Technologies | SMART Giga | SMART-Giga 48 | RIT129 |  |  |  | Oct 14 2014 12:04PM
London Maidenhead | London Maidenhead -> IDC 1st Floor -> Rack 1 | Rack 1 | RU#34 | RiT Technologies: SMART GIGA 48 UTP 1U #12 |  | RIT Technologies | SMART Giga | SMART-Giga 48 | RIT129 |  |  |  | Oct 14 2014 12:04PM
London Maidenhead | London Maidenhead -> IDC 1st Floor -> Rack 1 | Rack 1 | RU#33 | RiT Technologies: SMART GIGA 48 UTP 1U #13 |  | RIT Technologies | SMART Giga | SMART-Giga 48 | RIT129 |  |  |  | Oct 14 2014 12:03PM
London Maidenhead | London Maidenhead -> IDC 1st Floor -> Rack 1 | Rack 1 | RU#32 | RiT Technologies: SMART GIGA 48 UTP 1U #14 |  | RIT Technologies | SMART Giga | SMART-Giga 48 | RIT129 |  |  |  | Oct 14 2014 12:02PM
London Maidenhead | London Maidenhead -> IDC 1st Floor -> Rack 1 | Rack 1 | RU#31 | RiT Technologies: SMART GIGA 48 UTP 1U #15 |  | RIT Technologies | SMART Giga | SMART-Giga 48 | RIT129 |  |  |  | Oct 14 2014 12:01PM
London Maidenhead | London Maidenhead -> IDC 1st Floor -> Rack 1 | Rack 1 | RU#30 | RiT Technologies: SMART GIGA 48 UTP 1U #16 |  | RIT Technologies | SMART Giga | SMART-Giga 48 | RIT129 |  |  |  | Oct 14 2014 12:01PM
London Maidenhead | London Maidenhead -> IDC 1st Floor -> Rack 1 | Rack 1 | RU#29 | RiT Technologies: SMART GIGA 48 UTP 1U #17 |  | RIT Technologies | SMART Giga | SMART-Giga 48 | RIT129 |  |  |  | Oct 14 2014 12:00PM
London Maidenhead | London Maidenhead -> IDC 1st Floor -> Rack 1 | Rack 1 | RU#28 | RiT Technologies: SMART GIGA 48 UTP 1U #18 |  | RIT Technologies | SMART Giga | SMART-Giga 48 | RIT129 |  |  |  | Oct 14 2014 11:59AM
London Maidenhead | London Maidenhead -> IDC 1st Floor -> Rack 1 | Rack 1 | RU#27 | RiT Technologies: SMART GIGA 48 UTP 1U #19 |  | RIT Technologies | SMART Giga | SMART-Giga 48 | RIT129 |  |  |  | Oct 14 2014 11:58AM
London Maidenhead | London Maidenhead -> IDC 1st Floor -> Rack 1 | Rack 1 | RU#26 | RiT Technologies: SMART GIGA 48 UTP 1U #20 |  | RIT Technologies | SMART Giga | SMART-Giga 48 | RIT129 |  |  |  | Oct 14 2014 11:58AM
London Maidenhead | London Maidenhead -> IDC 1st Floor -> Rack 1 | Rack 1 | RU#25 | RiT Technologies: SMART GIGA 48 UTP 1U #22 |  | RIT Technologies | SMART Giga | SMART-Giga 48 | RIT129 |  |  |  | Oct 14 2014 11:57AM
London Maidenhead | London Maidenhead -> IDC 1st Floor -> Rack 1 | Rack 1 | RU#24 | RiT Technologies: SMART GIGA 48 UTP 1U #21 |  | RIT Technologies | SMART Giga | SMART-Giga 48 | RIT129 |  |  |  | Oct 14 2014 11:56AM
London Maidenhead | London Maidenhead -> IDC 1st Floor -> Rack 1 | Rack 1 | RU#23 | RiT Technologies: SMART GIGA 48 UTP 1U #23 |  | RIT Technologies | SMART Giga | SMART-Giga 48 | RIT129 |  |  |  | Oct 14 2014 11:56AM
London Maidenhead | London Maidenhead -> IDC 1st Floor -> Rack 1 | Rack 1 | RU#22 | RiT Technologies: SMART GIGA 48 UTP 1U #24 |  | RIT Technologies | SMART Giga | SMART-Giga 48 | RIT129 |  |  |  | Oct 14 2014 11:55AM
London Maidenhead | London Maidenhead -> IDC 1st Floor -> Rack 1 | Rack 1 | RU#21 | RiT Technologies: SMART GIGA 48 UTP 1U #25 |  | RIT Technologies | SMART Giga | SMART-Giga 48 | RIT129 |  |  |  | Oct 14 2014 11:54AM
London Maidenhead | London Maidenhead -> IDC 1st Floor -> Rack 1 | Rack 1 | RU#20 | RiT Technologies: SMART GIGA 48 UTP 1U #26 |  | RIT Technologies | SMART Giga | SMART-Giga 48 | RIT129 |  |  |  | Oct 14 2014 11:53AM
London Maidenhead | London Maidenhead -> IDC 1st Floor -> Rack 1 | Rack 1 | RU#19 | RiT Technologies: SMART GIGA 48 UTP 1U #27 |  | RIT Technologies | SMART Giga | SMART-Giga 48 | RIT129 |  |  |  | Oct 14 2014 11:53AM
London Maidenhead | London Maidenhead -> IDC 1st Floor -> Rack 2 | Rack 2 | RU#45 | RiT Technologies: SMART GIGA 48 UTP 1U #1 |  | RIT Technologies | SMART Giga | SMART-Giga 48 | RIT129 |  |  |  | Oct 14 2014 12:17PM
London Maidenhead | London Maidenhead -> IDC 1st Floor -> Rack 2 | Rack 2 | RU#44 | RiT Technologies: SMART GIGA 48 UTP 1U #2 |  | RIT Technologies | SMART Giga | SMART-Giga 48 | RIT129 |  |  |  | Oct 14 2014 12:16PM
London Maidenhead | London Maidenhead -> IDC 1st Floor -> Rack 2 | Rack 2 | RU#43 | RiT Technologies: SMART GIGA 48 UTP 1U #3 |  | RIT Technologies | SMART Giga | SMART-Giga 48 | RIT129 |  |  |  | Oct 14 2014 12:15PM
London Maidenhead | London Maidenhead -> IDC 1st Floor -> Rack 2 | Rack 2 | RU#42 | RiT Technologies: SMART GIGA 48 UTP 1U #4 |  | RIT Technologies | SMART Giga | SMART-Giga 48 | RIT129 |  |  |  | Oct 14 2014 12:15PM
London Maidenhead | London Maidenhead -> IDC 1st Floor -> Rack 2 | Rack 2 | RU#01 | Cisco: Catalyst 4506 #1 |  | Cisco Systems | Catalyst 4500 | WS-C4506 | CSCA332 |  |  |  | Oct 14 2014 12:14PM
London Maidenhead | London Maidenhead -> IDC 1st Floor -> Rack 3 | Rack 3 | RU#45 | RiT Technologies: SMART GIGA 48 UTP 1U #1 |  | RIT Technologies | SMART Giga | SMART-Giga 48 | RIT129 |  |  |  | Oct 14 2014 12:21PM
London Maidenhead | London Maidenhead -> IDC 1st Floor -> Rack 3 | Rack 3 | RU#44 | RiT Technologies: SMART GIGA 48 UTP 1U #2 |  | RIT Technologies | SMART Giga | SMART-Giga 48 | RIT129 |  |  |  | Oct 14 2014 12:21PM
London Maidenhead | London Maidenhead -> IDC 1st Floor -> Rack 3 | Rack 3 | RU#43 | RiT Technologies: SMART GIGA 48 UTP 1U #3 |  | RIT Technologies | SMART Giga | SMART-Giga 48 | RIT129 |  |  |  | Oct 14 2014 12:20PM
London Maidenhead | London Maidenhead -> IDC 1st Floor -> Rack 3 | Rack 3 | RU#42 | RiT Technologies: SMART GIGA 48 UTP 1U #4 |  | RIT Technologies | SMART Giga | SMART-Giga 48 | RIT129 |  |  |  | Oct 14 2014 12:19PM
London Maidenhead | London Maidenhead -> IDC 1st Floor -> Rack 3 | Rack 3 | RU#41 | 48 Way High Density Patch Panels |  | RIT Technologies | SMART Giga | SMART-Giga 48 | RIT129 |  |  |  | Oct 14 2014 12:18PM
London Maidenhead | London Maidenhead -> IDC 1st Floor -> Rack 3 | Rack 3 | RU#40 | RiT Technologies: SMART GIGA 48 UTP 1U #6 |  | RIT Technologies | SMART Giga | SMART-Giga 48 | RIT129 |  |  |  | Oct 14 2014 12:18PM
London Maidenhead | London Maidenhead -> IDC 2nd Floor -> Rack 1 | Rack 1 | RU#45 | RiT Technologies: SMART GIGA 48 UTP 1U #1 |  | RIT Technologies | SMART Giga | SMART-Giga 48 | RIT129 |  |  |  | Oct 14 2014 12:58PM
London Maidenhead | London Maidenhead -> IDC 2nd Floor -> Rack 1 | Rack 1 | RU#44 | RiT Technologies: SMART GIGA 48 UTP 1U #2 |  | RIT Technologies | SMART Giga | SMART-Giga 48 | RIT129 |  |  |  | Oct 14 2014 12:57PM
London Maidenhead | London Maidenhead -> IDC 2nd Floor -> Rack 1 | Rack 1 | RU#43 | RiT Technologies: SMART GIGA 48 UTP 1U #3 |  | RIT Technologies | SMART Giga | SMART-Giga 48 | RIT129 |  |  |  | Oct 14 2014 12:57PM
London Maidenhead | London Maidenhead -> IDC 2nd Floor -> Rack 1 | Rack 1 | RU#42 | RiT Technologies: SMART GIGA 48 UTP 1U #4 |  | RIT Technologies | SMART Giga | SMART-Giga 48 | RIT129 |  |  |  | Oct 14 2014 12:56PM
London Maidenhead | London Maidenhead -> IDC 2nd Floor -> Rack 1 | Rack 1 | RU#41 | 48 way High density Patch Panels |  | RIT Technologies | SMART Giga | SMART-Giga 48 | RIT129 |  |  |  | Oct 14 2014 12:55PM
London Maidenhead | London Maidenhead -> IDC 2nd Floor -> Rack 1 | Rack 1 | RU#40 | RiT Technologies: SMART GIGA 48 UTP 1U #6 |  | RIT Technologies | SMART Giga | SMART-Giga 48 | RIT129 |  |  |  | Oct 14 2014 12:54PM
London Maidenhead | London Maidenhead -> IDC 2nd Floor -> Rack 1 | Rack 1 | RU#39 | RiT Technologies: SMART GIGA 48 UTP 1U #7 |  | RIT Technologies | SMART Giga | SMART-Giga 48 | RIT129 |  |  |  | Oct 14 2014 12:53PM
London Maidenhead | London Maidenhead -> IDC 2nd Floor -> Rack 1 | Rack 1 | RU#38 | RiT Technologies: SMART GIGA 48 UTP 1U #8 |  | RIT Technologies | SMART Giga | SMART-Giga 48 | RIT129 |  |  |  | Oct 14 2014 12:53PM
London Maidenhead | London Maidenhead -> IDC 2nd Floor -> Rack 1 | Rack 1 | RU#37 | RiT Technologies: SMART GIGA 48 UTP 1U #9 |  | RIT Technologies | SMART Giga | SMART-Giga 48 | RIT129 |  |  |  | Oct 14 2014 12:52PM
London Maidenhead | London Maidenhead -> IDC 2nd Floor -> Rack 1 | Rack 1 | RU#36 | RiT Technologies: SMART GIGA 48 UTP 1U #10 |  | RIT Technologies | SMART Giga | SMART-Giga 48 | RIT129 |  |  |  | Oct 14 2014 12:51PM
London Maidenhead | London Maidenhead -> IDC 2nd Floor -> Rack 1 | Rack 1 | RU#35 | RiT Technologies: SMART GIGA 48 UTP 1U #11 |  | RIT Technologies | SMART Giga | SMART-Giga 48 | RIT129 |  |  |  | Oct 14 2014 12:50PM
London Maidenhead | London Maidenhead -> IDC 2nd Floor -> Rack 1 | Rack 1 | RU#34 | RiT Technologies: SMART GIGA 48 UTP 1U #12 |  | RIT Technologies | SMART Giga | SMART-Giga 48 | RIT129 |  |  |  | Oct 14 2014 12:49PM
London Maidenhead | London Maidenhead -> IDC 2nd Floor -> Rack 1 | Rack 1 | RU#33 | RiT Technologies: SMART GIGA 48 UTP 1U #13 |  | RIT Technologies | SMART Giga | SMART-Giga 48 | RIT129 |  |  |  | Oct 14 2014 12:48PM
London Maidenhead | London Maidenhead -> IDC 2nd Floor -> Rack 1 | Rack 1 | RU#32 | RiT Technologies: SMART GIGA 48 UTP 1U #14 |  | RIT Technologies | SMART Giga | SMART-Giga 48 | RIT129 |  |  |  | Oct 14 2014 12:47PM
London Maidenhead | London Maidenhead -> IDC 2nd Floor -> Rack 1 | Rack 1 | RU#31 | RiT Technologies: SMART GIGA 48 UTP 1U #15 |  | RIT Technologies | SMART Giga | SMART-Giga 48 | RIT129 |  |  |  | Oct 14 2014 12:46PM
London Maidenhead | London Maidenhead -> IDC 2nd Floor -> Rack 1 | Rack 1 | RU#30 | RiT Technologies: SMART GIGA 48 UTP 1U #16 |  | RIT Technologies | SMART Giga | SMART-Giga 48 | RIT129 |  |  |  | Oct 14 2014 12:46PM
London Maidenhead | London Maidenhead -> IDC 2nd Floor -> Rack 1 | Rack 1 | RU#29 | RiT Technologies: SMART GIGA 48 UTP 1U #17 |  | RIT Technologies | SMART Giga | SMART-Giga 48 | RIT129 |  |  |  | Oct 14 2014 12:45PM
London Maidenhead | London Maidenhead -> IDC 2nd Floor -> Rack 1 | Rack 1 | RU#28 | RiT Technologies: SMART GIGA 48 UTP 1U #18 |  | RIT Technologies | SMART Giga | SMART-Giga 48 | RIT129 |  |  |  | Oct 14 2014 12:44PM
London Maidenhead | London Maidenhead -> IDC 2nd Floor -> Rack 1 | Rack 1 | RU#27 | RiT Technologies: SMART GIGA 48 UTP 1U #19 |  | RIT Technologies | SMART Giga | SMART-Giga 48 | RIT129 |  |  |  | Oct 14 2014 12:43PM
London Maidenhead | London Maidenhead -> IDC 2nd Floor -> Rack 1 | Rack 1 | RU#26 | RiT Technologies: SMART GIGA 48 UTP 1U #20 |  | RIT Technologies | SMART Giga | SMART-Giga 48 | RIT129 |  |  |  | Oct 14 2014 12:42PM
London Maidenhead | London Maidenhead -> IDC 2nd Floor -> Rack 1 | Rack 1 | RU#25 | RiT Technologies: SMART GIGA 48 UTP 1U #22 |  | RIT Technologies | SMART Giga | SMART-Giga 48 | RIT129 |  |  |  | Oct 14 2014 12:41PM
London Maidenhead | London Maidenhead -> IDC 2nd Floor -> Rack 1 | Rack 1 | RU#24 | RiT Technologies: SMART GIGA 48 UTP 1U #21 |  | RIT Technologies | SMART Giga | SMART-Giga 48 | RIT129 |  |  |  | Oct 14 2014 12:41PM
London Maidenhead | London Maidenhead -> IDC 2nd Floor -> Rack 1 | Rack 1 | RU#23 | RiT Technologies: SMART GIGA 48 UTP 1U #23 |  | RIT Technologies | SMART Giga | SMART-Giga 48 | RIT129 |  |  |  | Oct 14 2014 12:40PM
London Maidenhead | London Maidenhead -> IDC 2nd Floor -> Rack 1 | Rack 1 | RU#22 | RiT Technologies: SMART GIGA 48 UTP 1U #24 |  | RIT Technologies | SMART Giga | SMART-Giga 48 | RIT129 |  |  |  | Oct 14 2014 12:39PM
London Maidenhead | London Maidenhead -> IDC 2nd Floor -> Rack 2 | Rack 2 | RU#45 | RiT Technologies: SMART GIGA 48 UTP 1U #1 |  | RIT Technologies | SMART Giga | SMART-Giga 48 | RIT129 |  |  |  | Oct 14 2014 12:58PM
London Maidenhead | London Maidenhead -> IDC 2nd Floor -> Rack 2 | Rack 2 | RU#44 | RiT Technologies: SMART GIGA 48 UTP 1U #2 |  | RIT Technologies | SMART Giga | SMART-Giga 48 | RIT129 |  |  |  | Oct 14 2014 12:57PM
London Maidenhead | London Maidenhead -> IDC 2nd Floor -> Rack 2 | Rack 2 | RU#43 | RiT Technologies: SMART GIGA 48 UTP 1U #3 |  | RIT Technologies | SMART Giga | SMART-Giga 48 | RIT129 |  |  |  | Oct 14 2014 12:56PM
London Maidenhead | London Maidenhead -> IDC 2nd Floor -> Rack 2 | Rack 2 | RU#42 | RiT Technologies: SMART GIGA 48 UTP 1U #4 |  | RIT Technologies | SMART Giga | SMART-Giga 48 | RIT129 |  |  |  | Oct 14 2014 12:56PM
London Maidenhead | London Maidenhead -> IDC 2nd Floor -> Rack 2 | Rack 2 | RU#41 | 48 Way High Density Patch Panels |  | RIT Technologies | SMART Giga | SMART-Giga 48 | RIT129 |  |  |  | Oct 14 2014 12:55PM
London Maidenhead | London Maidenhead -> IDC 2nd Floor -> Rack 2 | Rack 2 | RU#40 | RiT Technologies: SMART GIGA 48 UTP 1U #6 |  | RIT Technologies | SMART Giga | SMART-Giga 48 | RIT129 |  |  |  | Oct 14 2014 12:54PM
London Maidenhead | London Maidenhead -> IDC 2nd Floor -> Rack 2 | Rack 2 | RU#39 | RiT Technologies: SMART GIGA 48 UTP 1U #7 |  | RIT Technologies | SMART Giga | SMART-Giga 48 | RIT129 |  |  |  | Oct 14 2014 12:53PM
London Maidenhead | London Maidenhead -> IDC 2nd Floor -> Rack 2 | Rack 2 | RU#38 | RiT Technologies: SMART GIGA 48 UTP 1U #8 |  | RIT Technologies | SMART Giga | SMART-Giga 48 | RIT129 |  |  |  | Oct 14 2014 12:52PM
London Maidenhead | London Maidenhead -> IDC 2nd Floor -> Rack 2 | Rack 2 | RU#37 | RiT Technologies: SMART GIGA 48 UTP 1U #9 |  | RIT Technologies | SMART Giga | SMART-Giga 48 | RIT129 |  |  |  | Oct 14 2014 12:52PM
London Maidenhead | London Maidenhead -> IDC 2nd Floor -> Rack 2 | Rack 2 | RU#36 | RiT Technologies: SMART GIGA 48 UTP 1U #10 |  | RIT Technologies | SMART Giga | SMART-Giga 48 | RIT129 |  |  |  | Oct 14 2014 12:51PM
London Maidenhead | London Maidenhead -> IDC 2nd Floor -> Rack 2 | Rack 2 | RU#35 | RiT Technologies: SMART GIGA 48 UTP 1U #11 |  | RIT Technologies | SMART Giga | SMART-Giga 48 | RIT129 |  |  |  | Oct 14 2014 12:50PM
London Maidenhead | London Maidenhead -> IDC 2nd Floor -> Rack 2 | Rack 2 | RU#34 | RiT Technologies: SMART GIGA 48 UTP 1U #12 |  | RIT Technologies | SMART Giga | SMART-Giga 48 | RIT129 |  |  |  | Oct 14 2014 12:49PM
London Maidenhead | London Maidenhead -> IDC 2nd Floor -> Rack 2 | Rack 2 | RU#33 | RiT Technologies: SMART GIGA 48 UTP 1U #13 |  | RIT Technologies | SMART Giga | SMART-Giga 48 | RIT129 |  |  |  | Oct 14 2014 12:48PM
London Maidenhead | London Maidenhead -> IDC 2nd Floor -> Rack 2 | Rack 2 | RU#32 | RiT Technologies: SMART GIGA 48 UTP 1U #14 |  | RIT Technologies | SMART Giga | SMART-Giga 48 | RIT129 |  |  |  | Oct 14 2014 12:47PM
London Maidenhead | London Maidenhead -> IDC 2nd Floor -> Rack 2 | Rack 2 | RU#31 | RiT Technologies: SMART GIGA 48 UTP 1U #15 |  | RIT Technologies | SMART Giga | SMART-Giga 48 | RIT129 |  |  |  | Oct 14 2014 12:46PM
London Maidenhead | London Maidenhead -> IDC 2nd Floor -> Rack 2 | Rack 2 | RU#30 | RiT Technologies: SMART GIGA 48 UTP 1U #16 |  | RIT Technologies | SMART Giga | SMART-Giga 48 | RIT129 |  |  |  | Oct 14 2014 12:46PM
London Maidenhead | London Maidenhead -> IDC 2nd Floor -> Rack 2 | Rack 2 | RU#29 | RiT Technologies: SMART GIGA 48 UTP 1U #17 |  | RIT Technologies | SMART Giga | SMART-Giga 48 | RIT129 |  |  |  | Oct 14 2014 12:45PM
London Maidenhead | London Maidenhead -> IDC 2nd Floor -> Rack 2 | Rack 2 | RU#28 | RiT Technologies: SMART GIGA 48 UTP 1U #18 |  | RIT Technologies | SMART Giga | SMART-Giga 48 | RIT129 |  |  |  | Oct 14 2014 12:44PM
London Maidenhead | London Maidenhead -> IDC 2nd Floor -> Rack 2 | Rack 2 | RU#27 | RiT Technologies: SMART GIGA 48 UTP 1U #19 |  | RIT Technologies | SMART Giga | SMART-Giga 48 | RIT129 |  |  |  | Oct 14 2014 12:43PM
London Maidenhead | London Maidenhead -> IDC 2nd Floor -> Rack 2 | Rack 2 | RU#01 | Cisco: Catalyst 6513 #1 |  | Cisco Systems | Catalyst 6500 | WS-C6513 | CSCA235 |  |  |  | Oct 14 2014 12:42PM
London Maidenhead | London Maidenhead -> IDC 2nd Floor -> Rack 3 | Rack 3 | RU#45 | RiT Technologies: SMART GIGA 48 UTP 1U #1 |  | RIT Technologies | SMART Giga | SMART-Giga 48 | RIT129 |  |  |  | Oct 14 2014 1:20PM
London Maidenhead | London Maidenhead -> IDC 2nd Floor -> Rack 3 | Rack 3 | RU#44 | RiT Technologies: SMART GIGA 48 UTP 1U #2 |  | RIT Technologies | SMART Giga | SMART-Giga 48 | RIT129 |  |  |  | Oct 14 2014 1:19PM
London Maidenhead | London Maidenhead -> IDC 2nd Floor -> Rack 3 | Rack 3 | RU#43 | RiT Technologies: SMART GIGA 48 UTP 1U #3 |  | RIT Technologies | SMART Giga | SMART-Giga 48 | RIT129 |  |  |  | Oct 14 2014 1:18PM
London Maidenhead | London Maidenhead -> IDC 2nd Floor -> Rack 3 | Rack 3 | RU#42 | RiT Technologies: SMART GIGA 48 UTP 1U #4 |  | RIT Technologies | SMART Giga | SMART-Giga 48 | RIT129 |  |  |  | Oct 14 2014 1:17PM
London Maidenhead | London Maidenhead -> IDC 2nd Floor -> Rack 3 | Rack 3 | RU#41 | 48 Way High Density Patch Panels. |  | RIT Technologies | SMART Giga | SMART-Giga 48 | RIT129 |  |  |  | Oct 14 2014 1:16PM
London Maidenhead | London Maidenhead -> IDC 2nd Floor -> Rack 3 | Rack 3 | RU#40 | RiT Technologies: SMART GIGA 48 UTP 1U #6 |  | RIT Technologies | SMART Giga | SMART-Giga 48 | RIT129 |  |  |  | Oct 14 2014 1:15PM
London Maidenhead | London Maidenhead -> IDC 2nd Floor -> Rack 3 | Rack 3 | RU#39 | RiT Technologies: SMART GIGA 48 UTP 1U #7 |  | RIT Technologies | SMART Giga | SMART-Giga 48 | RIT129 |  |  |  | Oct 14 2014 1:14PM
London Maidenhead | London Maidenhead -> IDC 2nd Floor -> Rack 3 | Rack 3 | RU#38 | RiT Technologies: SMART GIGA 48 UTP 1U #8 |  | RIT Technologies | SMART Giga | SMART-Giga 48 | RIT129 |  |  |  | Oct 14 2014 1:13PM
London Maidenhead | London Maidenhead -> IDC 2nd Floor -> Rack 3 | Rack 3 | RU#37 | RiT Technologies: SMART GIGA 48 UTP 1U #9 |  | RIT Technologies | SMART Giga | SMART-Giga 48 | RIT129 |  |  |  | Oct 14 2014 1:13PM
London Maidenhead | London Maidenhead -> IDC 2nd Floor -> Rack 3 | Rack 3 | RU#36 | RiT Technologies: SMART GIGA 48 UTP 1U #10 |  | RIT Technologies | SMART Giga | SMART-Giga 48 | RIT129 |  |  |  | Oct 14 2014 1:12PM
London Maidenhead | London Maidenhead -> IDC 2nd Floor -> Rack 3 | Rack 3 | RU#35 | RiT Technologies: SMART GIGA 48 UTP 1U #11 |  | RIT Technologies | SMART Giga | SMART-Giga 48 | RIT129 |  |  |  | Oct 14 2014 1:11PM
London Maidenhead | London Maidenhead -> IDC 2nd Floor -> Rack 3 | Rack 3 | RU#34 | RiT Technologies: SMART GIGA 48 UTP 1U #12 |  | RIT Technologies | SMART Giga | SMART-Giga 48 | RIT129 |  |  |  | Oct 14 2014 1:10PM
London Maidenhead | London Maidenhead -> IDC 2nd Floor -> Rack 3 | Rack 3 | RU#33 | RiT Technologies: SMART GIGA 48 UTP 1U #13 |  | RIT Technologies | SMART Giga | SMART-Giga 48 | RIT129 |  |  |  | Oct 14 2014 1:09PM
London Maidenhead | London Maidenhead -> IDC 2nd Floor -> Rack 3 | Rack 3 | RU#32 | RiT Technologies: SMART GIGA 48 UTP 1U #14 |  | RIT Technologies | SMART Giga | SMART-Giga 48 | RIT129 |  |  |  | Oct 14 2014 1:08PM
London Maidenhead | London Maidenhead -> IDC 2nd Floor -> Rack 3 | Rack 3 | RU#31 | RiT Technologies: SMART GIGA 48 UTP 1U #15 |  | RIT Technologies | SMART Giga | SMART-Giga 48 | RIT129 |  |  |  | Oct 14 2014 1:08PM
London Maidenhead | London Maidenhead -> IDC 2nd Floor -> Rack 3 | Rack 3 | RU#30 | RiT Technologies: SMART GIGA 48 UTP 1U #16 |  | RIT Technologies | SMART Giga | SMART-Giga 48 | RIT129 |  |  |  | Oct 14 2014 1:07PM
London Maidenhead | London Maidenhead -> IDC 2nd Floor -> Rack 3 | Rack 3 | RU#29 | RiT Technologies: SMART GIGA 48 UTP 1U #17 |  | RIT Technologies | SMART Giga | SMART-Giga 48 | RIT129 |  |  |  | Oct 14 2014 1:06PM
London Maidenhead | London Maidenhead -> IDC 2nd Floor -> Rack 3 | Rack 3 | RU#28 | RiT Technologies: SMART GIGA 48 UTP 1U #18 |  | RIT Technologies | SMART Giga | SMART-Giga 48 | RIT129 |  |  |  | Oct 14 2014 1:05PM
London Maidenhead | London Maidenhead -> IDC 2nd Floor -> Rack 3 | Rack 3 | RU#27 | RiT Technologies: SMART GIGA 48 UTP 1U #19 |  | RIT Technologies | SMART Giga | SMART-Giga 48 | RIT129 |  |  |  | Oct 14 2014 1:05PM
London Maidenhead | London Maidenhead -> IDC 2nd Floor -> Rack 3 | Rack 3 | RU#26 | RiT Technologies: SMART GIGA 48 UTP 1U #20 |  | RIT Technologies | SMART Giga | SMART-Giga 48 | RIT129 |  |  |  | Oct 14 2014 1:04PM
London Maidenhead | London Maidenhead -> IDC 2nd Floor -> Rack 3 | Rack 3 | RU#25 | RiT Technologies: SMART GIGA 48 UTP 1U #22 |  | RIT Technologies | SMART Giga | SMART-Giga 48 | RIT129 |  |  |  | Oct 14 2014 1:03PM
London Maidenhead | London Maidenhead -> IDC 2nd Floor -> Rack 3 | Rack 3 | RU#24 | RiT Technologies: SMART GIGA 48 UTP 1U #21 |  | RIT Technologies | SMART Giga | SMART-Giga 48 | RIT129 |  |  |  | Oct 14 2014 1:02PM
London Maidenhead | London Maidenhead -> IDC 2nd Floor -> Rack 3 | Rack 3 | RU#23 | RiT Technologies: SMART GIGA 48 UTP 1U #23 |  | RIT Technologies | SMART Giga | SMART-Giga 48 | RIT129 |  |  |  | Oct 14 2014 1:02PM
London Maidenhead | London Maidenhead -> IDC 2nd Floor -> Rack 3 | Rack 3 | RU#22 | RiT Technologies: SMART GIGA 48 UTP 1U #24 |  | RIT Technologies | SMART Giga | SMART-Giga 48 | RIT129 |  |  |  | Oct 14 2014 1:01PM
London Maidenhead | London Maidenhead -> IDC 2nd Floor -> Rack 3 | Rack 3 | RU#21 | RiT Technologies: SMART GIGA 48 UTP 1U #25 |  | RIT Technologies | SMART Giga | SMART-Giga 48 | RIT129 |  |  |  | Oct 14 2014 1:00PM
London Maidenhead | London Maidenhead -> IDC 2nd Floor -> Rack 3 | Rack 3 | RU#20 | RiT Technologies: SMART GIGA 48 UTP 1U #26 |  | RIT Technologies | SMART Giga | SMART-Giga 48 | RIT129 |  |  |  | Oct 14 2014 12:59PM
London Maidenhead | London Maidenhead -> IDC 2nd Floor -> Rack 3 | Rack 3 | RU#19 | RiT Technologies: SMART GIGA 48 UTP 1U #27 |  | RIT Technologies | SMART Giga | SMART-Giga 48 | RIT129 |  |  |  | Oct 14 2014 12:59PM
London Maidenhead | London Maidenhead -> MDC | MDC |  | UPS Batteries |  | APC | Symmetra | SY20K40F (Closed View) | APCC245 |  |  |  | Oct 15 2014 12:17PM
London Maidenhead | London Maidenhead -> MDC | MDC |  | UPS |  | APC | Symmetra | SY20K40F (Closed View) | APCC245 |  |  |  | Oct 15 2014 12:51PM
London Maidenhead | London Maidenhead -> MDC -> MDC Cab 1 | MDC Cab 1 | RU#42 | London-KVM |  | APC | Environmental Monitoring | AP9319X446 | APC239 |  |  |  | Oct 14 2014 1:22PM
London Maidenhead | London Maidenhead -> MDC -> MDC Cab 1 | MDC Cab 1 | RU#40 | Isilon Switch1 |  | Foundry Networks | FastIron | FESX424 | FN237 |  |  |  | Oct 14 2014 1:22PM
London Maidenhead | London Maidenhead -> MDC -> MDC Cab 1 | MDC Cab 1 | RU#39 | Cable Management1 |  | APC | NetShelter | AR8429 | APC996 |  |  |  | Oct 14 2014 1:22PM
London Maidenhead | London Maidenhead -> MDC -> MDC Cab 1 | MDC Cab 1 | RU#37 | Isilon Switch2 |  | Foundry Networks | FastIron | FESX424 | FN237 |  |  |  | Oct 14 2014 1:22PM
London Maidenhead | London Maidenhead -> MDC -> MDC Cab 1 | MDC Cab 1 | RU#36 | APC: AR8101BLK-1U #9 |  | APC | NetShelter | AR8101BLK-1U | APC969 |  |  |  | Oct 14 2014 1:22PM
London Maidenhead | London Maidenhead -> MDC -> MDC Cab 1 | MDC Cab 1 | RU#32 | APC: AR8101BLK-4U #1 |  | APC | NetShelter | AR8101BLK-4U | APC971 |  |  |  | Oct 14 2014 1:21PM
London Maidenhead | London Maidenhead -> MDC -> MDC Cab 1 | MDC Cab 1 | RU#24 | APC: AR8101BLK-8U #1 |  | APC | NetShelter | AR8101BLK-8U | APC972 |  |  |  | Oct 14 2014 1:21PM
London Maidenhead | London Maidenhead -> MDC -> MDC Cab 1 | MDC Cab 1 | RU#22 | CISCO WAAS |  | Hewlett-Packard | ProLiant | DL380 G6 - LFF | HEPD898 |  |  |  | Oct 14 2014 1:21PM
London Maidenhead | London Maidenhead -> MDC -> MDC Cab 1 | MDC Cab 1 | RU#21 | LONDC01 |  | Hewlett-Packard | ProLiant | DL 360 G5 | HEPA599 |  |  |  | Oct 14 2014 1:21PM
London Maidenhead | London Maidenhead -> MDC -> MDC Cab 1 | MDC Cab 1 | RU#20 | APC: AR8101BLK-1U #18 |  | APC | NetShelter | AR8101BLK-1U | APC969 |  |  |  | Oct 14 2014 1:21PM
London Maidenhead | London Maidenhead -> MDC -> MDC Cab 1 | MDC Cab 1 | RU#17 | LON-MON-DC530 |  | Data Domain | DD Series | DD430 (Open View) | DADN007 |  |  |  | Oct 14 2014 1:21PM
London Maidenhead | London Maidenhead -> MDC -> MDC Cab 1 | MDC Cab 1 | RU#16 | APC: AR8101BLK-1U #17 |  | APC | NetShelter | AR8101BLK-1U | APC969 |  |  |  | Oct 14 2014 1:21PM
London Maidenhead | London Maidenhead -> MDC -> MDC Cab 1 | MDC Cab 1 | RU#15 | London-Print |  | Hewlett-Packard | ProLiant | DL120 G5 | HEPK488 |  |  |  | Oct 15 2014 12:04PM
London Maidenhead | London Maidenhead -> MDC -> MDC Cab 1 | MDC Cab 1 | RU#13 | London-NVR |  | Hewlett-Packard | ProLiant | DL380 G4 | HEPA156 |  |  |  | Oct 14 2014 1:21PM
London Maidenhead | London Maidenhead -> MDC -> MDC Cab 1 | MDC Cab 1 | RU#11 | London-sms |  | Hewlett-Packard | ProLiant | DL380 G4 | HEPA156 |  |  |  | Oct 15 2014 12:07PM
London Maidenhead | London Maidenhead -> MDC -> MDC Cab 1 | MDC Cab 1 | RU#10 | APC: AR8101BLK-1U #16 |  | APC | NetShelter | AR8101BLK-1U | APC969 |  |  |  | Oct 14 2014 1:21PM
London Maidenhead | London Maidenhead -> MDC -> MDC Cab 1 | MDC Cab 1 | RU#09 | APC: AR8101BLK-1U #24 |  | APC | NetShelter | AR8101BLK-1U | APC969 |  |  |  | Oct 14 2014 1:21PM
London Maidenhead | London Maidenhead -> MDC -> MDC Cab 1 | MDC Cab 1 | RU#07 | Isilon Systems: IQ 3000i #3 |  | Isilon Systems | IQ Series | IQ 3000i | ISLN004 |  |  |  | Oct 14 2014 1:20PM
London Maidenhead | London Maidenhead -> MDC -> MDC Cab 1 | MDC Cab 1 | RU#06 | APC: AR8101BLK-1U #23 |  | APC | NetShelter | AR8101BLK-1U | APC969 |  |  |  | Oct 14 2014 1:20PM
London Maidenhead | London Maidenhead -> MDC -> MDC Cab 1 | MDC Cab 1 | RU#04 | Isilon Systems: IQ 3000i #2 |  | Isilon Systems | IQ Series | IQ 3000i | ISLN004 |  |  |  | Oct 14 2014 1:20PM
London Maidenhead | London Maidenhead -> MDC -> MDC Cab 1 | MDC Cab 1 | RU#03 | APC: AR8101BLK-1U #22 |  | APC | NetShelter | AR8101BLK-1U | APC969 |  |  |  | Oct 14 2014 1:20PM
London Maidenhead | London Maidenhead -> MDC -> MDC Cab 1 | MDC Cab 1 | RU#01 | Isilon Systems: IQ 3000i #1 |  | Isilon Systems | IQ Series | IQ 3000i | ISLN004 |  |  |  | Oct 14 2014 1:20PM
London Maidenhead | London Maidenhead -> MDC -> MDC Cab 2 | MDC Cab 2 | RU#42 | APC: AR8429 #21 |  | APC | NetShelter | AR8429 | APC996 |  |  |  | Oct 14 2014 1:24PM
London Maidenhead | London Maidenhead -> MDC -> MDC Cab 2 | MDC Cab 2 | RU#41 | APC: AR8429 #20 |  | APC | NetShelter | AR8429 | APC996 |  |  |  | Oct 14 2014 1:24PM
London Maidenhead | London Maidenhead -> MDC -> MDC Cab 2 | MDC Cab 2 | RU#40 | APC: AR8429 #19 |  | APC | NetShelter | AR8429 | APC996 |  |  |  | Oct 14 2014 1:24PM
London Maidenhead | London Maidenhead -> MDC -> MDC Cab 2 | MDC Cab 2 | RU#39 | APC: AR8429 #25 |  | APC | NetShelter | AR8429 | APC996 |  |  |  | Oct 14 2014 1:24PM
London Maidenhead | London Maidenhead -> MDC -> MDC Cab 2 | MDC Cab 2 | RU#38 | APC: AR8429 #26 |  | APC | NetShelter | AR8429 | APC996 |  |  |  | Oct 14 2014 1:24PM
London Maidenhead | London Maidenhead -> MDC -> MDC Cab 2 | MDC Cab 2 | RU#37 | APC: AR8429 #27 |  | APC | NetShelter | AR8429 | APC996 |  |  |  | Oct 14 2014 1:24PM
London Maidenhead | London Maidenhead -> MDC -> MDC Cab 2 | MDC Cab 2 | RU#36 | APC: AR8429 #22 |  | APC | NetShelter | AR8429 | APC996 |  |  |  | Oct 14 2014 1:24PM
London Maidenhead | London Maidenhead -> MDC -> MDC Cab 2 | MDC Cab 2 | RU#35 | APC: AR8429 #23 |  | APC | NetShelter | AR8429 | APC996 |  |  |  | Oct 14 2014 1:24PM
London Maidenhead | London Maidenhead -> MDC -> MDC Cab 2 | MDC Cab 2 | RU#34 | APC: AR8429 #24 |  | APC | NetShelter | AR8429 | APC996 |  |  |  | Oct 14 2014 1:24PM
London Maidenhead | London Maidenhead -> MDC -> MDC Cab 2 | MDC Cab 2 | RU#33 | APC: AR8429 #18 |  | APC | NetShelter | AR8429 | APC996 |  |  |  | Oct 14 2014 1:24PM
London Maidenhead | London Maidenhead -> MDC -> MDC Cab 2 | MDC Cab 2 | RU#32 | APC: AR8429 #17 |  | APC | NetShelter | AR8429 | APC996 |  |  |  | Oct 14 2014 1:24PM
London Maidenhead | London Maidenhead -> MDC -> MDC Cab 2 | MDC Cab 2 | RU#31 | APC: AR8429 #16 |  | APC | NetShelter | AR8429 | APC996 |  |  |  | Oct 14 2014 1:24PM
London Maidenhead | London Maidenhead -> MDC -> MDC Cab 2 | MDC Cab 2 | RU#30 | APC: AR8429 #15 |  | APC | NetShelter | AR8429 | APC996 |  |  |  | Oct 14 2014 1:23PM
London Maidenhead | London Maidenhead -> MDC -> MDC Cab 2 | MDC Cab 2 | RU#29 | Blanking Panel |  | APC | NetShelter | AR8429 | APC996 |  |  |  | Oct 14 2014 1:23PM
London Maidenhead | London Maidenhead -> MDC -> MDC Cab 2 | MDC Cab 2 | RU#28 | APC: AR8429 #13 |  | APC | NetShelter | AR8429 | APC996 |  |  |  | Oct 14 2014 1:23PM
London Maidenhead | London Maidenhead -> MDC -> MDC Cab 2 | MDC Cab 2 | RU#27 | APC: AR8429 #12 |  | APC | NetShelter | AR8429 | APC996 |  |  |  | Oct 14 2014 1:23PM
London Maidenhead | London Maidenhead -> MDC -> MDC Cab 2 | MDC Cab 2 | RU#26 | APC: AR8429 #11 |  | APC | NetShelter | AR8429 | APC996 |  |  |  | Oct 14 2014 1:23PM
London Maidenhead | London Maidenhead -> MDC -> MDC Cab 2 | MDC Cab 2 | RU#25 | APC: AR8429 #10 |  | APC | NetShelter | AR8429 | APC996 |  |  |  | Oct 14 2014 1:23PM
London Maidenhead | London Maidenhead -> MDC -> MDC Cab 2 | MDC Cab 2 | RU#24 | APC: AR8429 #9 |  | APC | NetShelter | AR8429 | APC996 |  |  |  | Oct 14 2014 1:23PM
London Maidenhead | London Maidenhead -> MDC -> MDC Cab 2 | MDC Cab 2 | RU#23 | APC: AR8429 #8 |  | APC | NetShelter | AR8429 | APC996 |  |  |  | Oct 14 2014 1:23PM
London Maidenhead | London Maidenhead -> MDC -> MDC Cab 2 | MDC Cab 2 | RU#22 | APC: AR8429 #7 |  | APC | NetShelter | AR8429 | APC996 |  |  |  | Oct 14 2014 1:23PM
London Maidenhead | London Maidenhead -> MDC -> MDC Cab 2 | MDC Cab 2 | RU#21 | APC: AR8429 #6 |  | APC | NetShelter | AR8429 | APC996 |  |  |  | Oct 14 2014 1:23PM
London Maidenhead | London Maidenhead -> MDC -> MDC Cab 2 | MDC Cab 2 | RU#20 | APC: AR8429 #5 |  | APC | NetShelter | AR8429 | APC996 |  |  |  | Oct 14 2014 1:23PM
London Maidenhead | London Maidenhead -> MDC -> MDC Cab 2 | MDC Cab 2 | RU#19 | APC: AR8429 #4 |  | APC | NetShelter | AR8429 | APC996 |  |  |  | Oct 14 2014 1:23PM
London Maidenhead | London Maidenhead -> MDC -> MDC Cab 2 | MDC Cab 2 | RU#18 | APC: AR8429 #3 |  | APC | NetShelter | AR8429 | APC996 |  |  |  | Oct 14 2014 1:23PM
London Maidenhead | London Maidenhead -> MDC -> MDC Cab 2 | MDC Cab 2 | RU#17 | APC: AR8429 #2 |  | APC | NetShelter | AR8429 | APC996 |  |  |  | Oct 14 2014 1:23PM
London Maidenhead | London Maidenhead -> MDC -> MDC Cab 2 | MDC Cab 2 | RU#16 | APC: AR8429 #1 |  | APC | NetShelter | AR8429 | APC996 |  |  |  | Oct 14 2014 1:23PM
London Maidenhead | London Maidenhead -> MDC -> MDC Cab 2 | MDC Cab 2 | RU#13 | Network Appliance: DS14MK2-FC #3 |  | NetApp | NearStore | DS14MK2-FC | NATC075 |  |  |  | Oct 14 2014 1:23PM
London Maidenhead | London Maidenhead -> MDC -> MDC Cab 2 | MDC Cab 2 | RU#07 | Lonneta02 |  | NetApp | NearStore | R200 Head-Closed View | NATC097 |  |  |  | Oct 14 2014 1:22PM
London Maidenhead | London Maidenhead -> MDC -> MDC Cab 2 | MDC Cab 2 | RU#04 | Network Appliance: DS14MK2-FC #4 |  | NetApp | NearStore | DS14MK2-FC | NATC075 |  |  |  | Oct 14 2014 1:22PM
London Maidenhead | London Maidenhead -> MDC -> MDC Cab 2 | MDC Cab 2 | RU#01 | Network Appliance: DS14MK2-FC #2 |  | NetApp | NearStore | DS14MK2-FC | NATC075 |  |  |  | Oct 14 2014 1:22PM
London Maidenhead | London Maidenhead -> MDC -> MDC Rack 1 | MDC Rack 1 | RU#45 | RiT Technologies: SMART GIGA 48 UTP 1U #1 |  | RIT Technologies | SMART Giga | SMART-Giga 48 | RIT129 |  |  |  | Oct 14 2014 2:01PM
London Maidenhead | London Maidenhead -> MDC -> MDC Rack 1 | MDC Rack 1 | RU#44 | RiT Technologies: SMART GIGA 48 UTP 1U #2 |  | RIT Technologies | SMART Giga | SMART-Giga 48 | RIT129 |  |  |  | Oct 14 2014 2:00PM
London Maidenhead | London Maidenhead -> MDC -> MDC Rack 1 | MDC Rack 1 | RU#43 | RiT Technologies: SMART GIGA 48 UTP 1U #3 |  | RIT Technologies | SMART Giga | SMART-Giga 48 | RIT129 |  |  |  | Oct 14 2014 1:59PM
London Maidenhead | London Maidenhead -> MDC -> MDC Rack 1 | MDC Rack 1 | RU#42 | RiT Technologies: SMART GIGA 48 UTP 1U #4 |  | RIT Technologies | SMART Giga | SMART-Giga 48 | RIT129 |  |  |  | Oct 14 2014 1:58PM
London Maidenhead | London Maidenhead -> MDC -> MDC Rack 1 | MDC Rack 1 | RU#41 | 48 way High density Patch Panel |  | RIT Technologies | SMART Giga | SMART-Giga 48 | RIT129 |  |  |  | Oct 14 2014 1:57PM
London Maidenhead | London Maidenhead -> MDC -> MDC Rack 1 | MDC Rack 1 | RU#40 | RiT Technologies: SMART GIGA 48 UTP 1U #6 |  | RIT Technologies | SMART Giga | SMART-Giga 48 | RIT129 |  |  |  | Oct 14 2014 1:56PM
London Maidenhead | London Maidenhead -> MDC -> MDC Rack 1 | MDC Rack 1 | RU#39 | RiT Technologies: SMART GIGA 48 UTP 1U #7 |  | RIT Technologies | SMART Giga | SMART-Giga 48 | RIT129 |  |  |  | Oct 14 2014 1:55PM
London Maidenhead | London Maidenhead -> MDC -> MDC Rack 1 | MDC Rack 1 | RU#38 | RiT Technologies: SMART GIGA 48 UTP 1U #8 |  | RIT Technologies | SMART Giga | SMART-Giga 48 | RIT129 |  |  |  | Oct 14 2014 1:55PM
London Maidenhead | London Maidenhead -> MDC -> MDC Rack 1 | MDC Rack 1 | RU#37 | RiT Technologies: SMART GIGA 48 UTP 1U #9 |  | RIT Technologies | SMART Giga | SMART-Giga 48 | RIT129 |  |  |  | Oct 14 2014 1:54PM
London Maidenhead | London Maidenhead -> MDC -> MDC Rack 1 | MDC Rack 1 | RU#36 | RiT Technologies: SMART GIGA 48 UTP 1U #10 |  | RIT Technologies | SMART Giga | SMART-Giga 48 | RIT129 |  |  |  | Oct 14 2014 1:53PM
London Maidenhead | London Maidenhead -> MDC -> MDC Rack 1 | MDC Rack 1 | RU#35 | RiT Technologies: SMART GIGA 48 UTP 1U #11 |  | RIT Technologies | SMART Giga | SMART-Giga 48 | RIT129 |  |  |  | Oct 14 2014 1:52PM
London Maidenhead | London Maidenhead -> MDC -> MDC Rack 1 | MDC Rack 1 | RU#34 | RiT Technologies: SMART GIGA 48 UTP 1U #12 |  | RIT Technologies | SMART Giga | SMART-Giga 48 | RIT129 |  |  |  | Oct 14 2014 1:51PM
London Maidenhead | London Maidenhead -> MDC -> MDC Rack 1 | MDC Rack 1 | RU#33 | RiT Technologies: SMART GIGA 48 UTP 1U #13 |  | RIT Technologies | SMART Giga | SMART-Giga 48 | RIT129 |  |  |  | Oct 14 2014 1:50PM
London Maidenhead | London Maidenhead -> MDC -> MDC Rack 1 | MDC Rack 1 | RU#32 | RiT Technologies: SMART GIGA 48 UTP 1U #14 |  | RIT Technologies | SMART Giga | SMART-Giga 48 | RIT129 |  |  |  | Oct 14 2014 1:50PM
London Maidenhead | London Maidenhead -> MDC -> MDC Rack 1 | MDC Rack 1 | RU#31 | RiT Technologies: SMART GIGA 48 UTP 1U #15 |  | RIT Technologies | SMART Giga | SMART-Giga 48 | RIT129 |  |  |  | Oct 14 2014 1:49PM
London Maidenhead | London Maidenhead -> MDC -> MDC Rack 1 | MDC Rack 1 | RU#30 | RiT Technologies: SMART GIGA 48 UTP 1U #16 |  | RIT Technologies | SMART Giga | SMART-Giga 48 | RIT129 |  |  |  | Oct 14 2014 1:48PM
London Maidenhead | London Maidenhead -> MDC -> MDC Rack 1 | MDC Rack 1 | RU#29 | RiT Technologies: SMART GIGA 48 UTP 1U #17 |  | RIT Technologies | SMART Giga | SMART-Giga 48 | RIT129 |  |  |  | Oct 14 2014 1:47PM
London Maidenhead | London Maidenhead -> MDC -> MDC Rack 1 | MDC Rack 1 | RU#28 | RiT Technologies: SMART GIGA 48 UTP 1U #18 |  | RIT Technologies | SMART Giga | SMART-Giga 48 | RIT129 |  |  |  | Oct 14 2014 1:46PM
London Maidenhead | London Maidenhead -> MDC -> MDC Rack 1 | MDC Rack 1 | RU#27 | RiT Technologies: SMART GIGA 48 UTP 1U #19 |  | RIT Technologies | SMART Giga | SMART-Giga 48 | RIT129 |  |  |  | Oct 14 2014 1:45PM
London Maidenhead | London Maidenhead -> MDC -> MDC Rack 1 | MDC Rack 1 | RU#26 | RiT Technologies: SMART GIGA 48 UTP 1U #5 |  | RIT Technologies | SMART Giga | SMART-Giga 48 | RIT129 |  |  |  | Oct 14 2014 1:45PM
London Maidenhead | London Maidenhead -> MDC -> MDC Rack 1 | MDC Rack 1 | RU#25 | RiT Technologies: SMART GIGA 48 UTP 1U #21 |  | RIT Technologies | SMART Giga | SMART-Giga 48 | RIT129 |  |  |  | Oct 14 2014 1:44PM
London Maidenhead | London Maidenhead -> MDC -> MDC Rack 1 | MDC Rack 1 | RU#24 | RiT Technologies: SMART GIGA 48 UTP 1U #20 |  | RIT Technologies | SMART Giga | SMART-Giga 48 | RIT129 |  |  |  | Oct 14 2014 1:43PM
London Maidenhead | London Maidenhead -> MDC -> MDC Rack 1 | MDC Rack 1 | RU#23 | RiT Technologies: SMART GIGA 48 UTP 1U #22 |  | RIT Technologies | SMART Giga | SMART-Giga 48 | RIT129 |  |  |  | Oct 14 2014 1:42PM
London Maidenhead | London Maidenhead -> MDC -> MDC Rack 1 | MDC Rack 1 | RU#22 | RiT Technologies: SMART GIGA 48 UTP 1U #23 |  | RIT Technologies | SMART Giga | SMART-Giga 48 | RIT129 |  |  |  | Oct 14 2014 1:42PM
London Maidenhead | London Maidenhead -> MDC -> MDC Rack 1 | MDC Rack 1 | RU#20 | Cisco: Catalyst 3750G-48TS #1 |  | Cisco Systems | Catalyst 3750 | WS-C3750G-48TS-S | CICO250 |  |  |  | Oct 14 2014 1:41PM
London Maidenhead | London Maidenhead -> MDC -> MDC Rack 1 | MDC Rack 1 | RU#19 | Cisco: Catalyst 3750G-48TS #2 |  | Cisco Systems | Catalyst 3750 | WS-C3750G-48TS-S | CICO250 |  |  |  | Oct 14 2014 1:41PM
London Maidenhead | London Maidenhead -> MDC -> MDC Rack 1 | MDC Rack 1 | RU#17 | Console-London |  | Cyclades | AlterPath | ACS48 | CYCL017 |  |  |  | Oct 14 2014 1:41PM
London Maidenhead | London Maidenhead -> MDC -> MDC Rack 1 | MDC Rack 1 | RU#16 | Cable management1 |  | APC | NetShelter | AR8101BLK-1U | APC969 |  |  |  | Oct 14 2014 1:41PM
London Maidenhead | London Maidenhead -> MDC -> MDC Rack 1 | MDC Rack 1 | RU#13 | LON-FW1 |  | Juniper Networks | NetScreen | NS-ISG-2000 | JUNP111 |  |  |  | Oct 14 2014 1:41PM
London Maidenhead | London Maidenhead -> MDC -> MDC Rack 1 | MDC Rack 1 | RU#12 | Cable management2 |  | APC | NetShelter | AR8101BLK-1U | APC969 |  |  |  | Oct 14 2014 1:40PM
London Maidenhead | London Maidenhead -> MDC -> MDC Rack 1 | MDC Rack 1 | RU#09 | Cisco: 3845 #1 |  | Cisco Systems | Cisco 3800 | CISCO3845 | CISO580 |  |  |  | Oct 14 2014 1:40PM
London Maidenhead | London Maidenhead -> MDC -> MDC Rack 1 | MDC Rack 1 | RU#08 | Cable management3 |  | APC | NetShelter | AR8101BLK-1U | APC969 |  |  |  | Oct 14 2014 1:40PM
London Maidenhead | London Maidenhead -> MDC -> MDC Rack 1 | MDC Rack 1 | RU#05 | Cisco: 3845 #2 |  | Cisco Systems | Cisco 3800 | CISCO3845 | CISO580 |  |  |  | Oct 14 2014 1:40PM
London Maidenhead | London Maidenhead -> MDC -> MDC Rack 1 | MDC Rack 1 | RU#04 | PDU |  | Raritan Computer | Remote Power Control | PCR8A-15 | RCI190 |  |  |  | Oct 14 2014 1:40PM
London Maidenhead | London Maidenhead -> MDC -> MDC Rack 1 | MDC Rack 1 | RU#02 | BT Circuits |  | Alcatel | OmniStack | 1024C | ALCA133 |  |  |  | Oct 14 2014 1:40PM
London Maidenhead | London Maidenhead -> MDC -> MDC Rack 1 | MDC Rack 1 | RU#01 | Colt Circuits |  | Alcatel | OmniStack | 1024C | ALCA133 |  |  |  | Oct 14 2014 1:40PM
London Maidenhead | London Maidenhead -> MDC -> MDC Rack 2 | MDC Rack 2 | RU#45 | 48 way High Density Patch Panel. |  | RIT Technologies | SMART Giga | SMART-Giga 48 | RIT129 |  |  |  | Oct 14 2014 2:01PM
London Maidenhead | London Maidenhead -> MDC -> MDC Rack 2 | MDC Rack 2 | RU#44 | RiT Technologies: SMART GIGA 48 UTP 1U #2 |  | RIT Technologies | SMART Giga | SMART-Giga 48 | RIT129 |  |  |  | Oct 14 2014 2:00PM
London Maidenhead | London Maidenhead -> MDC -> MDC Rack 2 | MDC Rack 2 | RU#43 | RiT Technologies: SMART GIGA 48 UTP 1U #3 |  | RIT Technologies | SMART Giga | SMART-Giga 48 | RIT129 |  |  |  | Oct 14 2014 1:59PM
London Maidenhead | London Maidenhead -> MDC -> MDC Rack 2 | MDC Rack 2 | RU#42 | RiT Technologies: SMART GIGA 48 UTP 1U #4 |  | RIT Technologies | SMART Giga | SMART-Giga 48 | RIT129 |  |  |  | Oct 14 2014 1:58PM
London Maidenhead | London Maidenhead -> MDC -> MDC Rack 2 | MDC Rack 2 | RU#41 | RiT Technologies: SMART GIGA 48 UTP 1U #5 |  | RIT Technologies | SMART Giga | SMART-Giga 48 | RIT129 |  |  |  | Oct 14 2014 1:57PM
London Maidenhead | London Maidenhead -> MDC -> MDC Rack 2 | MDC Rack 2 | RU#40 | RiT Technologies: SMART GIGA 48 UTP 1U #6 |  | RIT Technologies | SMART Giga | SMART-Giga 48 | RIT129 |  |  |  | Oct 14 2014 1:56PM
London Maidenhead | London Maidenhead -> MDC -> MDC Rack 2 | MDC Rack 2 | RU#39 | RiT Technologies: SMART GIGA 48 UTP 1U #7 |  | RIT Technologies | SMART Giga | SMART-Giga 48 | RIT129 |  |  |  | Oct 14 2014 1:56PM
London Maidenhead | London Maidenhead -> MDC -> MDC Rack 2 | MDC Rack 2 | RU#38 | RiT Technologies: SMART GIGA 48 UTP 1U #8 |  | RIT Technologies | SMART Giga | SMART-Giga 48 | RIT129 |  |  |  | Oct 14 2014 1:55PM
London Maidenhead | London Maidenhead -> MDC -> MDC Rack 2 | MDC Rack 2 | RU#37 | RiT Technologies: SMART GIGA 48 UTP 1U #9 |  | RIT Technologies | SMART Giga | SMART-Giga 48 | RIT129 |  |  |  | Oct 14 2014 1:54PM
London Maidenhead | London Maidenhead -> MDC -> MDC Rack 2 | MDC Rack 2 | RU#36 | RiT Technologies: SMART GIGA 48 UTP 1U #10 |  | RIT Technologies | SMART Giga | SMART-Giga 48 | RIT129 |  |  |  | Oct 14 2014 1:53PM
London Maidenhead | London Maidenhead -> MDC -> MDC Rack 2 | MDC Rack 2 | RU#35 | RiT Technologies: SMART GIGA 48 UTP 1U #11 |  | RIT Technologies | SMART Giga | SMART-Giga 48 | RIT129 |  |  |  | Oct 14 2014 1:52PM
London Maidenhead | London Maidenhead -> MDC -> MDC Rack 2 | MDC Rack 2 | RU#34 | RiT Technologies: SMART GIGA 48 UTP 1U #12 |  | RIT Technologies | SMART Giga | SMART-Giga 48 | RIT129 |  |  |  | Oct 14 2014 1:51PM
London Maidenhead | London Maidenhead -> MDC -> MDC Rack 2 | MDC Rack 2 | RU#33 | RiT Technologies: SMART GIGA 48 UTP 1U #13 |  | RIT Technologies | SMART Giga | SMART-Giga 48 | RIT129 |  |  |  | Oct 14 2014 1:51PM
London Maidenhead | London Maidenhead -> MDC -> MDC Rack 2 | MDC Rack 2 | RU#32 | RiT Technologies: SMART GIGA 48 UTP 1U #14 |  | RIT Technologies | SMART Giga | SMART-Giga 48 | RIT129 |  |  |  | Oct 14 2014 1:50PM
London Maidenhead | London Maidenhead -> MDC -> MDC Rack 2 | MDC Rack 2 | RU#31 | RiT Technologies: SMART GIGA 48 UTP 1U #15 |  | RIT Technologies | SMART Giga | SMART-Giga 48 | RIT129 |  |  |  | Oct 14 2014 1:49PM
London Maidenhead | London Maidenhead -> MDC -> MDC Rack 2 | MDC Rack 2 | RU#30 | RiT Technologies: SMART GIGA 48 UTP 1U #16 |  | RIT Technologies | SMART Giga | SMART-Giga 48 | RIT129 |  |  |  | Oct 14 2014 1:49PM
London Maidenhead | London Maidenhead -> MDC -> MDC Rack 2 | MDC Rack 2 | RU#29 | RiT Technologies: SMART GIGA 48 UTP 1U #17 |  | RIT Technologies | SMART Giga | SMART-Giga 48 | RIT129 |  |  |  | Oct 14 2014 1:48PM
London Maidenhead | London Maidenhead -> MDC -> MDC Rack 2 | MDC Rack 2 | RU#28 | RiT Technologies: SMART GIGA 48 UTP 1U #18 |  | RIT Technologies | SMART Giga | SMART-Giga 48 | RIT129 |  |  |  | Oct 14 2014 1:47PM
London Maidenhead | London Maidenhead -> MDC -> MDC Rack 2 | MDC Rack 2 | RU#27 | RiT Technologies: SMART GIGA 48 UTP 1U #19 |  | RIT Technologies | SMART Giga | SMART-Giga 48 | RIT129 |  |  |  | Oct 14 2014 1:46PM
London Maidenhead | London Maidenhead -> MDC -> MDC Rack 2 | MDC Rack 2 | RU#23 | LonWLC-01 |  | Cisco Systems | Cisco 4400 | AIR-WLC4402-12-K9 | CICO108 |  |  |  | Oct 14 2014 1:45PM
London Maidenhead | London Maidenhead -> MDC -> MDC Rack 2 | MDC Rack 2 | RU#22 | LonPDU-2 |  | Raritan Computer | Remote Power Control | PCR8A-15 | RCI190 |  |  |  | Oct 14 2014 1:45PM
London Maidenhead | London Maidenhead -> MDC -> MDC Rack 2 | MDC Rack 2 | RU#21 | LonPDU-3 |  | Raritan Computer | Remote Power Control | PCR8A-15 | RCI190 |  |  |  | Oct 14 2014 1:45PM
London Maidenhead | London Maidenhead -> MDC -> MDC Rack 2 | MDC Rack 2 | RU#01 | LONCRA1 |  | Cisco Systems | Catalyst 6500 | WS-C6513 | CSCA235 |  |  |  | Oct 14 2014 1:45PM
London Maidenhead | London Maidenhead -> MDC -> MDC Rack3 | MDC Rack3 | RU#45 | RiT Technologies: SMART GIGA 48 UTP 1U #1 |  | RIT Technologies | SMART Giga | SMART-Giga 48 | RIT129 |  |  |  | Oct 14 2014 2:15PM
London Maidenhead | London Maidenhead -> MDC -> MDC Rack3 | MDC Rack3 | RU#44 | RiT Technologies: SMART GIGA 48 UTP 1U #2 |  | RIT Technologies | SMART Giga | SMART-Giga 48 | RIT129 |  |  |  | Oct 14 2014 2:14PM
London Maidenhead | London Maidenhead -> MDC -> MDC Rack3 | MDC Rack3 | RU#43 | RiT Technologies: SMART GIGA 48 UTP 1U #3 |  | RIT Technologies | SMART Giga | SMART-Giga 48 | RIT129 |  |  |  | Oct 14 2014 2:13PM
London Maidenhead | London Maidenhead -> MDC -> MDC Rack3 | MDC Rack3 | RU#42 | RiT Technologies: SMART GIGA 48 UTP 1U #4 |  | RIT Technologies | SMART Giga | SMART-Giga 48 | RIT129 |  |  |  | Oct 14 2014 2:12PM
London Maidenhead | London Maidenhead -> MDC -> MDC Rack3 | MDC Rack3 | RU#41 | RiT Technologies: SMART GIGA 48 UTP 1U #5 |  | RIT Technologies | SMART Giga | SMART-Giga 48 | RIT129 |  |  |  | Oct 14 2014 2:12PM
London Maidenhead | London Maidenhead -> MDC -> MDC Rack3 | MDC Rack3 | RU#40 | RiT Technologies: SMART GIGA 48 UTP 1U #6 |  | RIT Technologies | SMART Giga | SMART-Giga 48 | RIT129 |  |  |  | Oct 14 2014 2:11PM
London Maidenhead | London Maidenhead -> MDC -> MDC Rack3 | MDC Rack3 | RU#39 | RiT Technologies: SMART GIGA 48 UTP 1U #7 |  | RIT Technologies | SMART Giga | SMART-Giga 48 | RIT129 |  |  |  | Oct 14 2014 2:10PM
London Maidenhead | London Maidenhead -> MDC -> MDC Rack3 | MDC Rack3 | RU#38 | RiT Technologies: SMART GIGA 48 UTP 1U #8 |  | RIT Technologies | SMART Giga | SMART-Giga 48 | RIT129 |  |  |  | Oct 14 2014 2:09PM
London Maidenhead | London Maidenhead -> MDC -> MDC Rack3 | MDC Rack3 | RU#37 | RiT Technologies: SMART GIGA 48 UTP 1U #9 |  | RIT Technologies | SMART Giga | SMART-Giga 48 | RIT129 |  |  |  | Oct 14 2014 2:09PM
London Maidenhead | London Maidenhead -> MDC -> MDC Rack3 | MDC Rack3 | RU#36 | 48 Way High Density Patch Panel |  | RIT Technologies | SMART Giga | SMART-Giga 48 | RIT129 |  |  |  | Oct 14 2014 2:08PM
London Maidenhead | London Maidenhead -> MDC -> MDC Rack3 | MDC Rack3 | RU#35 | RiT Technologies: SMART GIGA 48 UTP 1U #11 |  | RIT Technologies | SMART Giga | SMART-Giga 48 | RIT129 |  |  |  | Oct 14 2014 2:07PM
London Maidenhead | London Maidenhead -> MDC -> MDC Rack3 | MDC Rack3 | RU#34 | RiT Technologies: SMART GIGA 48 UTP 1U #12 |  | RIT Technologies | SMART Giga | SMART-Giga 48 | RIT129 |  |  |  | Oct 14 2014 2:06PM
London Maidenhead | London Maidenhead -> MDC -> MDC Rack3 | MDC Rack3 | RU#33 | RiT Technologies: SMART GIGA 48 UTP 1U #13 |  | RIT Technologies | SMART Giga | SMART-Giga 48 | RIT129 |  |  |  | Oct 14 2014 2:05PM
London Maidenhead | London Maidenhead -> MDC -> MDC Rack3 | MDC Rack3 | RU#32 | RiT Technologies: SMART GIGA 48 UTP 1U #14 |  | RIT Technologies | SMART Giga | SMART-Giga 48 | RIT129 |  |  |  | Oct 14 2014 2:05PM
London Maidenhead | London Maidenhead -> MDC -> MDC Rack3 | MDC Rack3 | RU#31 | RiT Technologies: SMART GIGA 48 UTP 1U #15 |  | RIT Technologies | SMART Giga | SMART-Giga 48 | RIT129 |  |  |  | Oct 14 2014 2:04PM
London Maidenhead | London Maidenhead -> MDC -> MDC Rack3 | MDC Rack3 | RU#30 | RiT Technologies: SMART GIGA 48 UTP 1U #16 |  | RIT Technologies | SMART Giga | SMART-Giga 48 | RIT129 |  |  |  | Oct 14 2014 2:03PM
London Maidenhead | London Maidenhead -> MDC -> MDC Rack3 | MDC Rack3 | RU#29 | RiT Technologies: SMART GIGA 48 UTP 1U #10 |  | RIT Technologies | SMART Giga | SMART-Giga 48 | RIT129 |  |  |  | Oct 14 2014 2:02PM
London Maidenhead | London Maidenhead -> MDC -> MDC Rack3 | MDC Rack3 | RU#10 | LONFW-2 |  | Juniper Networks | NetScreen | NS-ISG-2000 | JUNP111 |  |  |  | Oct 14 2014 2:01PM
London Maidenhead | London Maidenhead -> MDC -> MDC Rack3 | MDC Rack3 | RU#09 | Cable Management1 |  | APC | NetShelter | AR8101BLK-1U | APC969 |  |  |  | Oct 14 2014 2:01PM
London Maidenhead | London Maidenhead -> MDC -> MDC Rack3 | MDC Rack3 | RU#06 | Cisco: 3845 #5 |  | Cisco Systems | Cisco 3800 | CISCO3845 | CISO580 |  |  |  | Oct 14 2014 2:01PM
London Maidenhead | London Maidenhead -> MDC -> MDC Rack3 | MDC Rack3 | RU#05 | Cable Management2 |  | APC | NetShelter | AR8101BLK-1U | APC969 |  |  |  | Oct 14 2014 2:01PM
London Maidenhead | London Maidenhead -> MDC -> MDC Rack3 | MDC Rack3 | RU#02 | Cisco: 3845 #6 |  | Cisco Systems | Cisco 3800 | CISCO3845 | CISO580 |  |  |  | Oct 14 2014 2:01PM
London Maidenhead | London Maidenhead -> MDC -> MDC Rack3 | MDC Rack3 | RU#01 | LONPDU-2 |  | Raritan Computer | Remote Power Control | PCR8A-15 | RCI190 |  |  |  | Oct 14 2014 2:01PM
London Maidenhead | London Maidenhead -> NetEng Lab -> NETOPS-NetEng lab cab 1 | NETOPS-NetEng lab cab 1 | RU#41 | OMN DMZ1 |  | Hewlett-Packard | ProLiant | DL360 G3 | HP254 |  |  |  | Oct 14 2014 2:16PM
London Maidenhead | London Maidenhead -> NetEng Lab -> NETOPS-NetEng lab cab 1 | NETOPS-NetEng lab cab 1 | RU#40 | OMN DMZ2 |  | Hewlett-Packard | ProLiant | DL360 G3 | HP254 |  |  |  | Oct 14 2014 2:16PM
London Maidenhead | London Maidenhead -> NetEng Lab -> NETOPS-NetEng lab cab 1 | NETOPS-NetEng lab cab 1 | RU#39 | OMN DMZ3 |  | Hewlett-Packard | ProLiant | DL360 G3 | HP254 |  |  |  | Oct 14 2014 2:16PM
London Maidenhead | London Maidenhead -> NetEng Lab -> NETOPS-NetEng lab cab 1 | NETOPS-NetEng lab cab 1 | RU#38 | Intranet Engineering host |  | Hewlett-Packard | ProLiant | DL360 G3 | HP254 |  |  |  | Oct 14 2014 2:15PM
London Maidenhead | London Maidenhead -> NetEng Lab -> NETOPS-NetEng lab cab 1 | NETOPS-NetEng lab cab 1 | RU#36 | SVN Repository |  | Hewlett-Packard | ProLiant | DL380 G3 | HP256 |  |  |  | Oct 14 2014 2:15PM
London Maidenhead | London Maidenhead -> NetEng Lab -> NETOPS-NetEng lab cab 1 | NETOPS-NetEng lab cab 1 | RU#35 | HP/Compaq: DL360 G3 #1 |  | Hewlett-Packard | ProLiant | DL360 G3 | HP254 |  |  |  | Oct 14 2014 2:15PM
London Maidenhead | London Maidenhead -> NetEng Lab -> NETOPS-NetEng lab cab 1 | NETOPS-NetEng lab cab 1 | RU#33 | ESXi Host |  | Dell Computer | PowerEdge | PowerEdge 2950 (SAS)-Close View | DELL775 |  |  |  | Oct 14 2014 2:15PM
London Maidenhead | London Maidenhead -> NetEng Lab -> NETOPS-NetEng lab cab 1 | NETOPS-NetEng lab cab 1 | RU#32 | HP/Compaq: DL360 G3 #2 |  | Hewlett-Packard | ProLiant | DL360 G3 | HP254 |  |  |  | Oct 14 2014 2:15PM
London Maidenhead | London Maidenhead -> NetEng Lab -> NETOPS-NetEng lab cab 1 | NETOPS-NetEng lab cab 1 | RU#31 | HP/Compaq: DL360 G3 #3 |  | Hewlett-Packard | ProLiant | DL360 G3 | HP254 |  |  |  | Oct 14 2014 2:15PM
London Maidenhead | London Maidenhead -> NetEng Lab -> NETOPS-NetEng lab cab 1 | NETOPS-NetEng lab cab 1 | RU#01 | OmnIture - UPS |  | APC | Smart-UPS | SURT10000RMXLT | APCC085 |  |  |  | Oct 14 2014 2:15PM
London Maidenhead | London Maidenhead -> NetEng Lab -> NETOPS-NetEng lab cab 1 -> OmnIture - UPS | OmnIture - UPS | Slot#3 | SURT7500RMXLT Battery Module |  | APC | Smart-UPS | SURT7500RMXLT Battery Module | APC871 |  |  |  | Oct 14 2014 2:15PM
London Maidenhead | London Maidenhead -> NetEng Lab -> NETOPS-NetEng lab cab 1 -> OmnIture - UPS | OmnIture - UPS | Slot#2 | SURT7500RMXLT Battery Module |  | APC | Smart-UPS | SURT7500RMXLT Battery Module | APC871 |  |  |  | Oct 14 2014 2:15PM
London Maidenhead | London Maidenhead -> NetEng Lab -> NETOPS-NetEng lab Rack 1 | NETOPS-NetEng lab Rack 1 | RU#45 | 24 way cross connect to MDC |  | RIT Technologies | SMART Giga | SMART-Giga 48 | RIT129 |  |  |  | Oct 14 2014 2:20PM
London Maidenhead | London Maidenhead -> NetEng Lab -> NETOPS-NetEng lab Rack 1 | NETOPS-NetEng lab Rack 1 | RU#44 | 24 Fiber cross connect to MDC |  | RIT Technologies | SMART Giga | SMART-Giga 48 | RIT129 |  |  |  | Oct 14 2014 2:19PM
London Maidenhead | London Maidenhead -> NetEng Lab -> NETOPS-NetEng lab Rack 1 | NETOPS-NetEng lab Rack 1 | RU#43 | 24 way Patch Panel to Cab 1 |  | RIT Technologies | SMART Giga | SMART-Giga 48 | RIT129 |  |  |  | Oct 14 2014 2:18PM
London Maidenhead | London Maidenhead -> NetEng Lab -> NETOPS-NetEng lab Rack 1 | NETOPS-NetEng lab Rack 1 | RU#42 | 24 way Patch Panel to cab 2 |  | RIT Technologies | SMART Giga | SMART-Giga 48 | RIT129 |  |  |  | Oct 14 2014 2:17PM
London Maidenhead | London Maidenhead -> NetEng Lab -> NETOPS-NetEng lab Rack 1 | NETOPS-NetEng lab Rack 1 | RU#41 | Omniture-console |  | Cyclades | AlterPath | ATP0010 | CYCL022 |  |  |  | Oct 14 2014 2:17PM
London Maidenhead | London Maidenhead -> NetEng Lab -> NETOPS-NetEng lab Rack 1 | NETOPS-NetEng lab Rack 1 | RU#40 | Cable management1 |  | APC | NetShelter | AR8425A | APC993 |  |  |  | Oct 14 2014 2:17PM
London Maidenhead | London Maidenhead -> NetEng Lab -> NETOPS-NetEng lab Rack 1 | NETOPS-NetEng lab Rack 1 | RU#39 | Cisco: Catalyst 2960G-48TC-L #1 |  | Cisco Systems | Catalyst 2960 | WS-C2960G-48TC-L | CICO640 |  |  |  | Oct 14 2014 2:17PM
London Maidenhead | London Maidenhead -> NetEng Lab -> NETOPS-NetEng lab Rack 1 | NETOPS-NetEng lab Rack 1 | RU#38 | Cisco: Catalyst 2960G-48TC-L #2 |  | Cisco Systems | Catalyst 2960 | WS-C2960G-48TC-L | CICO640 |  |  |  | Oct 14 2014 2:17PM
London Maidenhead | London Maidenhead -> NetEng Lab -> NETOPS-NetEng lab Rack 1 | NETOPS-NetEng lab Rack 1 | RU#37 | Cable management2 |  | APC | NetShelter | AR8425A | APC993 |  |  |  | Oct 14 2014 2:16PM
London Maidenhead | London Maidenhead -> NetEng Lab -> NETOPS-NetEng lab Rack 1 | NETOPS-NetEng lab Rack 1 | RU#36 | Cisco: Catalyst 3750-48PS-S #1 |  | Cisco Systems | Catalyst 3750 | WS-C3750-48PS-S | CISO356 |  |  |  | Oct 14 2014 2:16PM
London Maidenhead | London Maidenhead -> NetEng Lab -> NETOPS-NetEng lab Rack 1 | NETOPS-NetEng lab Rack 1 | RU#35 | Cisco: Catalyst 3750-48PS-S #4 |  | Cisco Systems | Catalyst 3750 | WS-C3750-48PS-S | CISO356 |  |  |  | Oct 14 2014 2:16PM
London Maidenhead | London Maidenhead -> NetEng Lab -> NETOPS-NetEng lab Rack 1 | NETOPS-NetEng lab Rack 1 | RU#34 | Cable management3 |  | APC | NetShelter | AR8425A | APC993 |  |  |  | Oct 14 2014 2:16PM
London Maidenhead | London Maidenhead -> NetEng Lab -> NETOPS-NetEng lab Rack 1 | NETOPS-NetEng lab Rack 1 | RU#33 | Cisco: Catalyst 3750-48PS-S #3 |  | Cisco Systems | Catalyst 3750 | WS-C3750-48PS-S | CISO356 |  |  |  | Oct 14 2014 2:16PM
London Maidenhead | London Maidenhead -> NetEng Lab -> NETOPS-NetEng lab Rack 1 | NETOPS-NetEng lab Rack 1 | RU#32 | Cisco: Catalyst 3750-48PS-S #2 |  | Cisco Systems | Catalyst 3750 | WS-C3750-48PS-S | CISO356 |  |  |  | Oct 14 2014 2:16PM
London Maidenhead | London Maidenhead -> NetEng Lab -> NETOPS-NetEng lab Rack 1 | NETOPS-NetEng lab Rack 1 | RU#31 | Cable management4 |  | APC | NetShelter | AR8425A | APC993 |  |  |  | Oct 14 2014 2:16PM
London Maidenhead | London Maidenhead -> NetEng Lab -> NETOPS-NetEng lab Rack 1 | NETOPS-NetEng lab Rack 1 | RU#05 | Cisco: 3845 #2 |  | Cisco Systems | Cisco 3800 | CISCO3845 | CISO580 |  |  |  | Oct 14 2014 2:16PM
London Maidenhead | London Maidenhead -> NetEng Lab -> NETOPS-NetEng lab Rack 1 | NETOPS-NetEng lab Rack 1 | RU#04 | Cable management5 |  | APC | NetShelter | AR8425A | APC993 |  |  |  | Oct 14 2014 2:16PM
London Maidenhead | London Maidenhead -> NetEng Lab -> NETOPS-NetEng lab Rack 1 | NETOPS-NetEng lab Rack 1 | RU#01 | Cisco: 3845 #1 |  | Cisco Systems | Cisco 3800 | CISCO3845 | CISO580 |  |  |  | Oct 14 2014 2:16PM
London Maidenhead | London Maidenhead -> Sales Eng Lab -> Sales Eng lab Cab 1 | Sales Eng lab Cab 1 | RU#42 | Raritan Computer: DKX2-432 #1 |  | Raritan Computer | Dominion KX II | DKX2-432 | RCI152 |  |  |  | Oct 14 2014 2:20PM
London Maidenhead | London Maidenhead -> Sales Eng Lab -> Sales Eng lab Cab 1 | Sales Eng lab Cab 1 | RU#08 | Systest1 |  | Hewlett-Packard | ProLiant | DL360 G4 | HEPA155 |  |  |  | Oct 14 2014 2:20PM
London Maidenhead | London Maidenhead -> Sales Eng Lab -> Sales Eng lab Cab 1 | Sales Eng lab Cab 1 | RU#07 | Systest2 |  | Hewlett-Packard | ProLiant | DL360 G4 | HEPA155 |  |  |  | Oct 14 2014 2:20PM
London Maidenhead | London Maidenhead -> Sales Eng Lab -> Sales Eng lab Cab 1 | Sales Eng lab Cab 1 | RU#06 | Systest3 |  | Hewlett-Packard | ProLiant | DL360 G4 | HEPA155 |  |  |  | Oct 14 2014 2:20PM
London Maidenhead | London Maidenhead -> Sales Eng Lab -> Sales Eng lab Cab 1 | Sales Eng lab Cab 1 | RU#05 | Systest4 |  | Hewlett-Packard | ProLiant | DL360 G4 | HEPA155 |  |  |  | Oct 14 2014 2:20PM
London Maidenhead | London Maidenhead -> Sales Eng Lab -> Sales Eng lab Cab 1 | Sales Eng lab Cab 1 | RU#04 | Systest5 |  | Hewlett-Packard | ProLiant | DL360 G4 | HEPA155 |  |  |  | Oct 14 2014 2:20PM
London Maidenhead | London Maidenhead -> Sales Eng Lab -> Sales Eng lab Cab 1 | Sales Eng lab Cab 1 | RU#03 | Systest6 |  | Hewlett-Packard | ProLiant | DL360 G4 | HEPA155 |  |  |  | Oct 14 2014 2:20PM
London Maidenhead | London Maidenhead -> Sales Eng Lab -> Sales Eng lab Cab 1 | Sales Eng lab Cab 1 | RU#02 | Systest7 |  | Hewlett-Packard | ProLiant | DL360 G4 | HEPA155 |  |  |  | Oct 14 2014 2:20PM
London Maidenhead | London Maidenhead -> Sales Eng Lab -> Sales Eng lab Cab 1 | Sales Eng lab Cab 1 | RU#01 | Systest8 |  | Hewlett-Packard | ProLiant | DL360 G4 | HEPA155 |  |  |  | Oct 14 2014 2:20PM
London Maidenhead | London Maidenhead -> Sales Eng Lab -> Sales Eng lab Cab 2 | Sales Eng lab Cab 2 | RU#08 | Sales Engineering1 |  | Hewlett-Packard | ProLiant | DL360 G4 | HEPA155 |  |  |  | Oct 14 2014 2:21PM
London Maidenhead | London Maidenhead -> Sales Eng Lab -> Sales Eng lab Cab 2 | Sales Eng lab Cab 2 | RU#07 | Sales Engineering2 |  | Hewlett-Packard | ProLiant | DL360 G4 | HEPA155 |  |  |  | Oct 14 2014 2:21PM
London Maidenhead | London Maidenhead -> Sales Eng Lab -> Sales Eng lab Cab 2 | Sales Eng lab Cab 2 | RU#06 | Sales Engineering3 |  | Hewlett-Packard | ProLiant | DL360 G4 | HEPA155 |  |  |  | Oct 14 2014 2:21PM
London Maidenhead | London Maidenhead -> Sales Eng Lab -> Sales Eng lab Cab 2 | Sales Eng lab Cab 2 | RU#05 | Sales Engineering4 |  | Hewlett-Packard | ProLiant | DL360 G4 | HEPA155 |  |  |  | Oct 14 2014 2:21PM
London Maidenhead | London Maidenhead -> Sales Eng Lab -> Sales Eng lab Cab 2 | Sales Eng lab Cab 2 | RU#04 | Sales Engineering5 |  | Hewlett-Packard | ProLiant | DL360 G4 | HEPA155 |  |  |  | Oct 14 2014 2:21PM
London Maidenhead | London Maidenhead -> Sales Eng Lab -> Sales Eng lab Cab 2 | Sales Eng lab Cab 2 | RU#03 | Sales Engineering6 |  | Hewlett-Packard | ProLiant | DL360 G4 | HEPA155 |  |  |  | Oct 14 2014 2:21PM
London Maidenhead | London Maidenhead -> Sales Eng Lab -> Sales Eng lab Cab 2 | Sales Eng lab Cab 2 | RU#02 | Sales Engineering7 |  | Hewlett-Packard | ProLiant | DL360 G4 | HEPA155 |  |  |  | Oct 14 2014 2:21PM
London Maidenhead | London Maidenhead -> Sales Eng Lab -> Sales Eng lab Cab 2 | Sales Eng lab Cab 2 | RU#01 | Sales Engineering8 |  | Hewlett-Packard | ProLiant | DL360 G4 | HEPA155 |  |  |  | Oct 14 2014 2:20PM
London Maidenhead | London Maidenhead -> Sales Eng Lab -> Sales Eng lab Rack 1 | Sales Eng lab Rack 1 | RU#45 | 24 way copper Cross Connects to MDC |  | RIT Technologies | SMART Giga | SMART-Giga 48 | RIT129 |  |  |  | Oct 14 2014 2:23PM
London Maidenhead | London Maidenhead -> Sales Eng Lab -> Sales Eng lab Rack 1 | Sales Eng lab Rack 1 | RU#44 | 24 way Patch Panel to Cab 1 |  | RIT Technologies | SMART Giga | SMART-Giga 48 | RIT129 |  |  |  | Oct 14 2014 2:23PM
London Maidenhead | London Maidenhead -> Sales Eng Lab -> Sales Eng lab Rack 1 | Sales Eng lab Rack 1 | RU#43 | 24 way Patch Panel to Cab 2 |  | RIT Technologies | SMART Giga | SMART-Giga 48 | RIT129 |  |  |  | Oct 14 2014 2:22PM
London Maidenhead | London Maidenhead -> Sales Eng Lab -> Sales Eng lab Rack 1 | Sales Eng lab Rack 1 | RU#39 | Cisco: Catalyst 3750-48TS-E #1 |  | Cisco Systems | Catalyst 3750 | WS-C3750-48TS-E | CISO397 |  |  |  | Oct 14 2014 2:21PM
London Maidenhead | London Maidenhead -> Sales Eng Lab -> Sales Eng lab Rack 1 | Sales Eng lab Rack 1 | RU#37 | Cisco: Catalyst 3750-48TS-E #2 |  | Cisco Systems | Catalyst 3750 | WS-C3750-48TS-E | CISO397 |  |  |  | Oct 14 2014 2:21PM
London Scene 7 | London Scene 7 -> London DC -> Cabinet 1 | Cabinet 1 | RU#41 | Structured cabling |  | Panduit | Mini-Com | CP48BL | PAND394 |  |  |  | Nov 14 2014 2:02PM
London Scene 7 | London Scene 7 -> London DC -> Cabinet 1 | Cabinet 1 | RU#40 | Switch 1 |  | Cisco Systems | Catalyst 4900 | WS-C4948-10GE | CISO742 |  |  |  | Nov 14 2014 2:01PM
London Scene 7 | London Scene 7 -> London DC -> Cabinet 1 | Cabinet 1 | RU#39 | Cable Management1 |  | Panduit | NetFrame | NF4PSHLF19 | PAND259 |  |  |  | Nov 14 2014 2:01PM
London Scene 7 | London Scene 7 -> London DC -> Cabinet 1 | Cabinet 1 | RU#38 | Switch 2 |  | Cisco Systems | Catalyst 4900 | WS-C4948-10GE | CISO742 |  |  |  | Nov 14 2014 2:01PM
London Scene 7 | London Scene 7 -> London DC -> Cabinet 1 | Cabinet 1 | RU#37 | Cable Management2 |  | Panduit | NetFrame | NF4PSHLF19 | PAND259 |  |  |  | Nov 14 2014 2:01PM
London Scene 7 | London Scene 7 -> London DC -> Cabinet 1 | Cabinet 1 | RU#08 | LDNSAAS-35 |  | Hewlett-Packard | ProLiant | 411360-001 | HEPA951 |  |  |  | Nov 14 2014 2:01PM
London Scene 7 | London Scene 7 -> London DC -> Cabinet 1 | Cabinet 1 | RU#07 | LDNSAAS-33 |  | Hewlett-Packard | ProLiant | 411360-001 | HEPA951 |  |  |  | Nov 14 2014 2:01PM
London Scene 7 | London Scene 7 -> London DC -> Cabinet 1 | Cabinet 1 | RU#06 | LDNSAAS-31 |  | Hewlett-Packard | ProLiant | 411360-001 | HEPA951 |  |  |  | Nov 14 2014 2:01PM
London Scene 7 | London Scene 7 -> London DC -> Cabinet 1 | Cabinet 1 | RU#05 | LDNSAAS-29 |  | Hewlett-Packard | ProLiant | 411360-001 | HEPA951 |  |  |  | Nov 14 2014 2:01PM
London Scene 7 | London Scene 7 -> London DC -> Cabinet 1 | Cabinet 1 | RU#04 | LDNSAAS-27 |  | Hewlett-Packard | ProLiant | 411360-001 | HEPA951 |  |  |  | Nov 14 2014 2:00PM
London Scene 7 | London Scene 7 -> London DC -> Cabinet 1 | Cabinet 1 | RU#03 | LDNSAAS-25 |  | Hewlett-Packard | ProLiant | 411360-001 | HEPA951 |  |  |  | Nov 14 2014 2:00PM
London Scene 7 | London Scene 7 -> London DC -> Cabinet 1 | Cabinet 1 | RU#02 | LDNSAAS-23 |  | Hewlett-Packard | ProLiant | 411360-001 | HEPA951 |  |  |  | Nov 14 2014 2:00PM
London Scene 7 | London Scene 7 -> London DC -> Cabinet 1 | Cabinet 1 | RU#01 | LDNSAAS-21 |  | Hewlett-Packard | ProLiant | 411360-001 | HEPA951 |  |  |  | Nov 14 2014 2:00PM
London Scene 7 | London Scene 7 -> London DC -> Cabinet 2 | Cabinet 2 | RU#41 | Structured cabling |  | Panduit | Mini-Com | CP48BL | PAND394 |  |  |  | Nov 14 2014 2:03PM
London Scene 7 | London Scene 7 -> London DC -> Cabinet 2 | Cabinet 2 | RU#40 | Switch 4 |  | Cisco Systems | Catalyst 4900 | WS-C4948-10GE | CISO742 |  |  |  | Nov 14 2014 2:03PM
London Scene 7 | London Scene 7 -> London DC -> Cabinet 2 | Cabinet 2 | RU#39 | Cable Management1 |  | Panduit | NetFrame | NF4PSHLF19 | PAND259 |  |  |  | Nov 14 2014 2:03PM
London Scene 7 | London Scene 7 -> London DC -> Cabinet 2 | Cabinet 2 | RU#38 | Switch 3 |  | Cisco Systems | Catalyst 4900 | WS-C4948-10GE | CISO742 |  |  |  | Nov 14 2014 2:03PM
London Scene 7 | London Scene 7 -> London DC -> Cabinet 2 | Cabinet 2 | RU#37 | Cable Management2 |  | Panduit | NetFrame | NF4PSHLF19 | PAND259 |  |  |  | Nov 14 2014 2:03PM
London Scene 7 | London Scene 7 -> London DC -> Cabinet 2 | Cabinet 2 | RU#07 | LDNSAAS-32 |  | Hewlett-Packard | ProLiant | 411360-001 | HEPA951 |  |  |  | Nov 14 2014 2:03PM
London Scene 7 | London Scene 7 -> London DC -> Cabinet 2 | Cabinet 2 | RU#06 | LDNSAAS-30 |  | Hewlett-Packard | ProLiant | 411360-001 | HEPA951 |  |  |  | Nov 14 2014 2:03PM
London Scene 7 | London Scene 7 -> London DC -> Cabinet 2 | Cabinet 2 | RU#05 | LDNSAAS-28 |  | Hewlett-Packard | ProLiant | 411360-001 | HEPA951 |  |  |  | Nov 14 2014 2:02PM
London Scene 7 | London Scene 7 -> London DC -> Cabinet 2 | Cabinet 2 | RU#04 | LDNSAAS-26 |  | Hewlett-Packard | ProLiant | 411360-001 | HEPA951 |  |  |  | Nov 14 2014 2:02PM
London Scene 7 | London Scene 7 -> London DC -> Cabinet 2 | Cabinet 2 | RU#03 | LDNSAAS-24 |  | Hewlett-Packard | ProLiant | 411360-001 | HEPA951 |  |  |  | Nov 14 2014 2:02PM
London Scene 7 | London Scene 7 -> London DC -> Cabinet 2 | Cabinet 2 | RU#02 | LDNSAAS-22 |  | Hewlett-Packard | ProLiant | 411360-001 | HEPA951 |  |  |  | Nov 14 2014 2:02PM
London Scene 7 | London Scene 7 -> London DC -> Cabinet 2 | Cabinet 2 | RU#01 | LDNSAAS-20 |  | Hewlett-Packard | ProLiant | 411360-001 | HEPA951 |  |  |  | Nov 14 2014 2:02PM
London Scene 7 | London Scene 7 -> London DC -> Cabinet 3 | Cabinet 3 | RU#41 | Structured cabling |  | Panduit | Mini-Com | CP48BL | PAND394 |  |  |  | Nov 14 2014 2:04PM
London Scene 7 | London Scene 7 -> London DC -> Cabinet 3 | Cabinet 3 | RU#40 | Panduit: CP24BL #3 |  | Panduit | Mini-Com | CP24BL | PAND393 |  |  |  | Nov 14 2014 2:04PM
London Scene 7 | London Scene 7 -> London DC -> Cabinet 3 | Cabinet 3 | RU#39 | INFINIBAND1 |  | Cisco Systems | Catalyst 3500 XL | WS-C3524T-XL-EN | CSCO363 |  |  |  | Nov 14 2014 2:04PM
London Scene 7 | London Scene 7 -> London DC -> Cabinet 3 | Cabinet 3 | RU#37 | INFINIBAND2 |  | Cisco Systems | Catalyst 3500 XL | WS-C3524T-XL-EN | CSCO363 |  |  |  | Nov 14 2014 2:04PM
London Scene 7 | London Scene 7 -> London DC -> Cabinet 3 | Cabinet 3 | RU#08 | ISLDN5 |  | Isilon Systems | IQ Series | IQ 3000i | ISLN004 |  |  |  | Nov 14 2014 2:04PM
London Scene 7 | London Scene 7 -> London DC -> Cabinet 3 | Cabinet 3 | RU#05 | ISLDN3 |  | Isilon Systems | IQ Series | IQ 3000i | ISLN004 |  |  |  | Nov 14 2014 2:04PM
London Scene 7 | London Scene 7 -> London DC -> Cabinet 3 | Cabinet 3 | RU#02 | ISLDN1 |  | Isilon Systems | IQ Series | IQ 3000i | ISLN004 |  |  |  | Nov 14 2014 2:04PM
London Scene 7 | London Scene 7 -> London DC -> Cabinet 4 | Cabinet 4 | RU#41 | Structured cabling |  | Panduit | Mini-Com | CP48BL | PAND394 |  |  |  | Nov 14 2014 2:05PM
London Scene 7 | London Scene 7 -> London DC -> Cabinet 4 | Cabinet 4 | RU#40 | Fibre patch panel to cab 5 and 6 |  | Panduit | Mini-Com | CP24BL | PAND393 |  |  |  | Nov 14 2014 2:05PM
London Scene 7 | London Scene 7 -> London DC -> Cabinet 4 | Cabinet 4 | RU#05 | ISLDN4 |  | Isilon Systems | IQ Series | IQ 3000i | ISLN004 |  |  |  | Nov 14 2014 2:05PM
London Scene 7 | London Scene 7 -> London DC -> Cabinet 4 | Cabinet 4 | RU#02 | ISLDN2 |  | Isilon Systems | IQ Series | IQ 3000i | ISLN004 |  |  |  | Nov 14 2014 2:05PM
London Scene 7 | London Scene 7 -> London DC -> Cabinet 5 | Cabinet 5 | RU#42 | patch panel1 |  | Panduit | Mini-Com | CP24BL | PAND393 |  |  |  | Nov 14 2014 2:07PM
London Scene 7 | London Scene 7 -> London DC -> Cabinet 5 | Cabinet 5 | RU#41 | Cable Management |  | Panduit | NetFrame | NF4PSHLF19 | PAND259 |  |  |  | Nov 14 2014 2:07PM
London Scene 7 | London Scene 7 -> London DC -> Cabinet 5 | Cabinet 5 | RU#40 | patch panel2 |  | Panduit | Mini-Com | CP24BL | PAND393 |  |  |  | Nov 14 2014 2:07PM
London Scene 7 | London Scene 7 -> London DC -> Cabinet 5 | Cabinet 5 | RU#36 | LDNRT2 |  | Cisco Systems | Catalyst 3560-E | WS-C3560E-24PD-S | CICO932 |  |  |  | Nov 14 2014 2:07PM
London Scene 7 | London Scene 7 -> London DC -> Cabinet 5 | Cabinet 5 | RU#33 | LDNNETSCREEN2 |  | Juniper Networks | NetScreen | NS-ISG-1000 | JUNP012 |  |  |  | Nov 14 2014 2:07PM
London Scene 7 | London Scene 7 -> London DC -> Cabinet 5 | Cabinet 5 | RU#30 | LDNLB-2 |  | F5 Networks | BIG-IP | BIG-IP 6400 | F5LA020 |  |  |  | Nov 14 2014 2:06PM
London Scene 7 | London Scene 7 -> London DC -> Cabinet 5 | Cabinet 5 | RU#27 | SAASLDN-42 |  | Hewlett-Packard | ProLiant | 411360-001 | HEPA951 |  |  |  | Nov 14 2014 2:06PM
London Scene 7 | London Scene 7 -> London DC -> Cabinet 5 | Cabinet 5 | RU#26 | SAASLDN-41 |  | Hewlett-Packard | ProLiant | 411360-001 | HEPA951 |  |  |  | Nov 14 2014 2:06PM
London Scene 7 | London Scene 7 -> London DC -> Cabinet 5 | Cabinet 5 | RU#25 | SAASLDN-39 |  | Hewlett-Packard | ProLiant | 411360-001 | HEPA951 |  |  |  | Nov 14 2014 2:06PM
London Scene 7 | London Scene 7 -> London DC -> Cabinet 5 | Cabinet 5 | RU#24 | SAASLDN-37 |  | Hewlett-Packard | ProLiant | 411360-001 | HEPA951 |  |  |  | Nov 14 2014 2:06PM
London Scene 7 | London Scene 7 -> London DC -> Cabinet 5 | Cabinet 5 | RU#01 | LDNCOREB |  | Cisco Systems | Catalyst 6500 | WS-C6509-2 | CICO323 |  |  |  | Nov 14 2014 2:06PM
London Scene 7 | London Scene 7 -> London DC -> Cabinet 6 | Cabinet 6 | RU#42 | Patch Panel1 |  | Panduit | Mini-Com | CP24BL | PAND393 |  |  |  | Nov 14 2014 2:09PM
London Scene 7 | London Scene 7 -> London DC -> Cabinet 6 | Cabinet 6 | RU#41 | Cable management |  | Panduit | NetFrame | NF4PSHLF19 | PAND259 |  |  |  | Nov 14 2014 2:09PM
London Scene 7 | London Scene 7 -> London DC -> Cabinet 6 | Cabinet 6 | RU#40 | Patch Panel2 |  | Panduit | Mini-Com | CP24BL | PAND393 |  |  |  | Nov 14 2014 2:09PM
London Scene 7 | London Scene 7 -> London DC -> Cabinet 6 | Cabinet 6 | RU#39 | LDNSERIAL1 |  | Raritan Computer | Dominion SX | DSX32 | RCI075 |  |  |  | Nov 14 2014 2:09PM
London Scene 7 | London Scene 7 -> London DC -> Cabinet 6 | Cabinet 6 | RU#37 | LDNVPN1 |  | Cisco Systems | ASA 5500 | ASA 5505-Rackmount | CICO798 |  |  |  | Nov 14 2014 2:09PM
London Scene 7 | London Scene 7 -> London DC -> Cabinet 6 | Cabinet 6 | RU#36 | LNDRT1 |  | Cisco Systems | Catalyst 3560-E | WS-C3560E-24PD-S | CICO932 |  |  |  | Nov 14 2014 2:09PM
London Scene 7 | London Scene 7 -> London DC -> Cabinet 6 | Cabinet 6 | RU#33 | LNDNETSCREEN1 |  | Juniper Networks | NetScreen | NS-ISG-1000 | JUNP012 |  |  |  | Nov 14 2014 2:09PM
London Scene 7 | London Scene 7 -> London DC -> Cabinet 6 | Cabinet 6 | RU#30 | LNDLB1 |  | F5 Networks | BIG-IP | BIG-IP 6400 | F5LA020 |  |  |  | Nov 14 2014 2:08PM
London Scene 7 | London Scene 7 -> London DC -> Cabinet 6 | Cabinet 6 | RU#28 | LDNGTM1 |  | F5 Networks | BIG-IP | BIG-IP 1500 | F5LA018 |  |  |  | Nov 14 2014 2:08PM
London Scene 7 | London Scene 7 -> London DC -> Cabinet 6 | Cabinet 6 | RU#27 | LNDSAAS-40 |  | Hewlett-Packard | ProLiant | 411360-001 | HEPA951 |  |  |  | Nov 14 2014 2:08PM
London Scene 7 | London Scene 7 -> London DC -> Cabinet 6 | Cabinet 6 | RU#26 | LNDSAAS-38 |  | Hewlett-Packard | ProLiant | 411360-001 | HEPA951 |  |  |  | Nov 14 2014 2:08PM
London Scene 7 | London Scene 7 -> London DC -> Cabinet 6 | Cabinet 6 | RU#25 | LNDSAAS-36 |  | Hewlett-Packard | ProLiant | 411360-001 | HEPA951 |  |  |  | Nov 14 2014 2:08PM
London Scene 7 | London Scene 7 -> London DC -> Cabinet 6 | Cabinet 6 | RU#24 | LNDSAAS-34 |  | Hewlett-Packard | ProLiant | 411360-001 | HEPA951 |  |  |  | Nov 14 2014 2:08PM
London Scene 7 | London Scene 7 -> London DC -> Cabinet 6 | Cabinet 6 | RU#01 | LDNCOREA |  | Cisco Systems | Catalyst 6500 | WS-C6509-2 | CICO323 |  |  |  | Nov 14 2014 2:08PM
McLean | McLean -> IDC -> APC Cabinet | APC Cabinet | RU#43 | kvm-tysons1 | DATA CENTER OPERATIONS | Raritan Computer | Dominion KX | KX216 Rackmount | RCI141 |  |  | 10.32.144.80 | Oct 16 2014 4:08PM
McLean | McLean -> IDC -> APC Cabinet | APC Cabinet | RU#41 | tycidcpdu01 | DATA CENTER OPERATIONS | Raritan Computer | Dominion PX | DPCR20A-30L6 | RCI193 |  |  | 10.32.144.100 | Oct 16 2014 4:08PM
McLean | McLean -> IDC -> APC Cabinet | APC Cabinet | RU#35 | tysadovm01 |  | Hewlett-Packard | ProLiant | DL380p G8 - SFF | HEPC893 |  |  | 10.32.144.110 | Oct 16 2014 4:08PM
McLean | McLean -> IDC -> APC Cabinet | APC Cabinet | RU#30 | tysdlp01 |  | Websense | Web Security | Websense V10000 G2 | WEBS001 |  |  |  | Oct 16 2014 4:07PM
McLean | McLean -> IDC -> APC Cabinet | APC Cabinet | RU#28 | tysnsniffer1 | SECURITY SERVICES | Hewlett-Packard | ProLiant | DL320 G5p | HEPD383 |  |  |  | Oct 16 2014 4:07PM
McLean | McLean -> IDC -> APC Cabinet | APC Cabinet | RU#27 | Tysons-ntap | SECURITY SERVICES | Generic Altima Technologies Rackmountable | General Rackmount Equipment | 1U Server | 0GRM076 |  |  |  | Oct 16 2014 4:07PM
McLean | McLean -> IDC -> APC Cabinet | APC Cabinet | RU#26 | tyswsg02 | NETWORK SERVICES | Websense | Web Security | Websense V10000 G2 | WEBS001 |  |  |  | Oct 16 2014 4:07PM
McLean | McLean -> IDC -> APC Cabinet | APC Cabinet | RU#25 | tyswsg01 | NETWORK SERVICES | Websense | Web Security | Websense V10000 G2 | WEBS001 |  |  |  | Oct 16 2014 4:07PM
McLean | McLean -> IDC -> APC Cabinet | APC Cabinet | RU#20 | tysnwaas-01 | NETWORK SERVICES | Cisco Systems | Wide Area Application Virtualization Engine | WAVE-7541-K9 | CSCY917 |  |  |  | Oct 16 2014 4:07PM
McLean | McLean -> IDC -> APC Cabinet | APC Cabinet | RU#01 | tycidcups01 | DATA CENTER OPERATIONS | APC | Symmetra | SYA16K16RMI | APCC584 |  |  | 10.32.144.104 | Oct 16 2014 4:07PM
McLean | McLean -> IDC -> APC Cabinet -> tycidcups01 | tycidcups01 | Slot#7 | SYPD4 |  | APC | Symmetra | SYPD4 | APCC587 |  |  |  | Oct 16 2014 4:07PM
McLean | McLean -> IDC -> APC Cabinet -> tycidcups01 | tycidcups01 | Slot#6 | SYPD8 |  | APC | Symmetra | SYPD8 | APCC589 |  |  |  | Oct 16 2014 4:07PM
McLean | McLean -> IDC -> APC Cabinet -> tycidcups01 | tycidcups01 | Slot#5 | SYPD8 |  | APC | Symmetra | SYPD8 | APCC589 |  |  |  | Oct 16 2014 4:07PM
McLean | McLean -> IDC -> APC Cabinet -> tysadovm01 | tysadovm01 | Slot#9 | 662883-B21 |  | Hewlett-Packard | ProLiant | 662883-B21 | HEPC894 |  |  |  | Oct 16 2014 4:07PM
McLean | McLean -> IDC -> Rack #1 | Rack #1 | RU#42 | 2U Cable Manager |  | Chatsworth Products | Cable Management | 30130-719 | CHPR213 |  |  |  | Oct 16 2014 4:09PM
McLean | McLean -> IDC -> Rack #1 | Rack #1 | RU#40 | 2U 48-port Ethernet Patch Panel |  | Panduit | Mini-Com | CP24BL | PAND393 |  |  |  | Oct 16 2014 4:09PM
McLean | McLean -> IDC -> Rack #1 | Rack #1 | RU#38 | 2U Cable Manager |  | Chatsworth Products | Cable Management | 30130-719 | CHPR213 |  |  |  | Oct 16 2014 4:08PM
McLean | McLean -> IDC -> Rack #1 | Rack #1 | RU#36 | 2U 48-port Ethernet Patch Panel |  | Panduit | DP6 | DP48688TP | PAND226 |  |  |  | Oct 16 2014 4:08PM
McLean | McLean -> IDC -> Rack #1 | Rack #1 | RU#34 | 2U Cable Manager |  | Chatsworth Products | Cable Management | 30130-719 | CHPR213 |  |  |  | Oct 16 2014 4:08PM
McLean | McLean -> IDC -> Rack #1 | Rack #1 | RU#32 | 2U 48-port Ethernet Patch Panel |  | Panduit | DP6 | DP48688TP | PAND226 |  |  |  | Oct 16 2014 4:08PM
McLean | McLean -> IDC -> Rack #1 | Rack #1 | RU#30 | 2U Cable Manager |  | Chatsworth Products | Cable Management | 30130-719 | CHPR213 |  |  |  | Oct 16 2014 4:08PM
McLean | McLean -> IDC -> Rack #1 | Rack #1 | RU#28 | 2U 48-port Ethernet Patch Panel |  | Panduit | DP6 | DP48688TP | PAND226 |  |  |  | Oct 16 2014 4:08PM
McLean | McLean -> IDC -> Rack #1 | Rack #1 | RU#26 | 2U Cable Manager |  | Chatsworth Products | Cable Management | 30130-719 | CHPR213 |  |  |  | Oct 16 2014 4:08PM
McLean | McLean -> IDC -> Rack #1 | Rack #1 | RU#24 | 2U 48-port Ethernet Patch Panel |  | Panduit | DP6 | DP48688TP | PAND226 |  |  |  | Oct 16 2014 4:08PM
McLean | McLean -> IDC -> Rack #1 | Rack #1 | RU#22 | 2U Cable Manager |  | Chatsworth Products | Cable Management | 30130-719 | CHPR213 |  |  |  | Oct 16 2014 4:08PM
McLean | McLean -> IDC -> Rack #1 | Rack #1 | RU#18 | tysonsinet-rtr1 | NETWORK SERVICES | Cisco Systems | Cisco 3800 | CISCO3845 | CISO580 |  |  |  | Oct 16 2014 4:08PM
McLean | McLean -> IDC -> Rack #1 | Rack #1 | RU#16 | tysons-spana | SECURITY SERVICES | Anue Systems | 5200 Series | 5273 | ANUE018 |  |  |  | Oct 16 2014 4:08PM
McLean | McLean -> IDC -> Rack #2 | Rack #2 | RU#44 | 2U cable manager |  | Chatsworth Products | Cable Management | 30130-719 | CHPR213 |  |  |  | Oct 16 2014 4:15PM
McLean | McLean -> IDC -> Rack #2 | Rack #2 | RU#42 | Panduit: CPPL48M6BL #6 |  | Panduit | Mini-Com | CPPL48M6BLY | PAND767 |  |  |  | Oct 16 2014 4:15PM
McLean | McLean -> IDC -> Rack #2 | Rack #2 | RU#40 | 2U cable manager1 |  | Chatsworth Products | Cable Management | 30130-719 | CHPR213 |  |  |  | Oct 16 2014 4:14PM
McLean | McLean -> IDC -> Rack #2 | Rack #2 | RU#38 | 48-port RJ45 Patch Panel |  | Panduit | Mini-Com | CPPL48M6BLY | PAND767 |  |  |  | Oct 16 2014 4:14PM
McLean | McLean -> IDC -> Rack #2 | Rack #2 | RU#36 | 2U cable manager2 |  | Chatsworth Products | Cable Management | 30130-719 | CHPR213 |  |  |  | Oct 16 2014 4:13PM
McLean | McLean -> IDC -> Rack #2 | Rack #2 | RU#34 | 48-port RJ45 Patch Panel |  | Panduit | Mini-Com | CPPL48M6BLY | PAND767 |  |  |  | Oct 16 2014 4:13PM
McLean | McLean -> IDC -> Rack #2 | Rack #2 | RU#32 | 2U cable manager3 |  | Chatsworth Products | Cable Management | 30130-719 | CHPR213 |  |  |  | Oct 16 2014 4:12PM
McLean | McLean -> IDC -> Rack #2 | Rack #2 | RU#30 | 48-port RJ45 Patch Panel |  | Panduit | Mini-Com | CPPL48M6BLY | PAND767 |  |  |  | Oct 16 2014 4:12PM
McLean | McLean -> IDC -> Rack #2 | Rack #2 | RU#28 | 2U cable manager4 |  | Chatsworth Products | Cable Management | 30130-719 | CHPR213 |  |  |  | Oct 16 2014 4:12PM
McLean | McLean -> IDC -> Rack #2 | Rack #2 | RU#26 | 48-port RJ45 Patch Panel |  | Panduit | Mini-Com | CPPL48M6BLY | PAND767 |  |  |  | Oct 16 2014 4:11PM
McLean | McLean -> IDC -> Rack #2 | Rack #2 | RU#24 | 2U cable manager5 |  | Chatsworth Products | Cable Management | 30130-719 | CHPR213 |  |  |  | Oct 16 2014 4:10PM
McLean | McLean -> IDC -> Rack #2 | Rack #2 | RU#22 | 48-port RJ45 Patch Panel |  | Panduit | Mini-Com | CPPL48M6BLY | PAND767 |  |  |  | Oct 16 2014 4:10PM
McLean | McLean -> IDC -> Rack #2 | Rack #2 | RU#20 | 2U cable manager6 |  | Chatsworth Products | Cable Management | 30130-719 | CHPR213 |  |  |  | Oct 16 2014 4:09PM
McLean | McLean -> IDC -> Rack #2 | Rack #2 | RU#18 | tycidcpdu02 | DATA CENTER OPERATIONS | Raritan Computer | Remote Power Control | PCR8A-20L6 | RCI189 |  |  | 10.32.144.101 | Oct 16 2014 4:09PM
McLean | McLean -> IDC -> Rack #2 | Rack #2 | RU#01 | tysncsb | NETWORK SERVICES | Cisco Systems | Catalyst 6500 | WS-C6509 | CSCA203 |  |  |  | Oct 16 2014 4:09PM
McLean | McLean -> IDC -> Rack #3 | Rack #3 | RU#44 | Opticom 24-way fibre enclosure |  | Panduit | OptiCom | FRME2 (Open View) | PNDT246 |  |  |  | Oct 16 2014 4:17PM
McLean | McLean -> IDC -> Rack #3 | Rack #3 | RU#42 | 2U cable manager1 |  | Chatsworth Products | Cable Management | 30130-719 | CHPR213 |  |  |  | Oct 16 2014 4:17PM
McLean | McLean -> IDC -> Rack #3 | Rack #3 | RU#40 | 48-port RJ45 Patch Panel |  | Panduit | Mini-Com | CP24BL | PAND393 |  |  |  | Oct 16 2014 4:17PM
McLean | McLean -> IDC -> Rack #3 | Rack #3 | RU#38 | 2U cable manager2 |  | Chatsworth Products | Cable Management | 30130-719 | CHPR213 |  |  |  | Oct 16 2014 4:17PM
McLean | McLean -> IDC -> Rack #3 | Rack #3 | RU#36 | 48-port RJ45 Patch Panel |  | Panduit | DP6 | DP48688TP | PAND226 |  |  |  | Oct 16 2014 4:17PM
McLean | McLean -> IDC -> Rack #3 | Rack #3 | RU#34 | 2U cable manager3 |  | Chatsworth Products | Cable Management | 30130-719 | CHPR213 |  |  |  | Oct 16 2014 4:17PM
McLean | McLean -> IDC -> Rack #3 | Rack #3 | RU#32 | 48-port RJ45 Patch Panel |  | Panduit | DP6 | DP48688TP | PAND226 |  |  |  | Oct 16 2014 4:17PM
McLean | McLean -> IDC -> Rack #3 | Rack #3 | RU#30 | 2U cable manager4 |  | Chatsworth Products | Cable Management | 30130-719 | CHPR213 |  |  |  | Oct 16 2014 4:17PM
McLean | McLean -> IDC -> Rack #3 | Rack #3 | RU#28 | 48-port RJ45 Patch Panel |  | Panduit | DP6 | DP48688TP | PAND226 |  |  |  | Oct 16 2014 4:17PM
McLean | McLean -> IDC -> Rack #3 | Rack #3 | RU#26 | 2U cable manager5 |  | Chatsworth Products | Cable Management | 30130-719 | CHPR213 |  |  |  | Oct 16 2014 4:17PM
McLean | McLean -> IDC -> Rack #3 | Rack #3 | RU#24 | 48-port RJ45 Patch Panel |  | Panduit | DP6 | DP48688TP | PAND226 |  |  |  | Oct 16 2014 4:17PM
McLean | McLean -> IDC -> Rack #3 | Rack #3 | RU#22 | 2U cable manager6 |  | Chatsworth Products | Cable Management | 30130-719 | CHPR213 |  |  |  | Oct 16 2014 4:16PM
McLean | McLean -> IDC -> Rack #3 | Rack #3 | RU#20 | tycidcpdu03 | DATA CENTER OPERATIONS | Raritan Computer | Dominion PX | DPCR20A-30L6 | RCI193 |  |  | 10.32.144.102 | Oct 16 2014 4:16PM
McLean | McLean -> IDC -> Rack #3 | Rack #3 | RU#19 | TYSN05WLC.01 | NETWORK SERVICES | Cisco Systems | Cisco 5500 | AIR-CT5508-25-K9 | CISO656 |  |  |  | Oct 16 2014 4:16PM
McLean | McLean -> IDC -> Rack #3 | Rack #3 | RU#18 | TYSN05WLC.02 | NETWORK SERVICES | Cisco Systems | Cisco 5500 | AIR-CT5508-25-K9 | CISO656 |  |  |  | Oct 16 2014 4:16PM
McLean | McLean -> IDC -> Rack #3 | Rack #3 | RU#17 | tysnoutside | NETWORK SERVICES | Cisco Systems | Catalyst 3750 | WS-C3750G-48TS-S | CICO250 |  |  |  | Oct 16 2014 4:16PM
McLean | McLean -> IDC -> Rack #3 | Rack #3 | RU#16 | tysninetfw1 | SECURITY SERVICES | Juniper Networks | SSG Series | SSG320M-AC | JUNP403 |  |  |  | Oct 16 2014 4:16PM
McLean | McLean -> IDC -> Rack #3 | Rack #3 | RU#15 | tysninetfw2 | SECURITY SERVICES | Juniper Networks | SSG Series | SSG320M-AC | JUNP403 |  |  |  | Oct 16 2014 4:16PM
McLean | McLean -> IDC -> Rack #3 | Rack #3 | RU#14 | 24 port panel1 |  | Panduit | Mini-Com | CP24BL | PAND393 |  |  |  | Oct 16 2014 4:16PM
McLean | McLean -> IDC -> Rack #3 | Rack #3 | RU#13 | tysoncon | DATA CENTER OPERATIONS | Avocent | ACS 5000 Series | ACS5032-001 | AVOC277 |  |  | 10.32.144.16 | Oct 16 2014 4:16PM
McLean | McLean -> IDC -> Rack #3 | Rack #3 | RU#12 | Sourcefire: IS2100 |  | Generic Altima Technologies Rackmountable | General Rackmount Equipment | 1U Server | 0GRM076 |  |  |  | Oct 16 2014 4:16PM
McLean | McLean -> IDC -> Rack #3 | Rack #3 | RU#10 | 2U cable manager7 |  | Chatsworth Products | Cable Management | 30130-719 | CHPR213 |  |  |  | Oct 16 2014 4:16PM
McLean | McLean -> IDC -> Rack #3 | Rack #3 | RU#08 | 2U cable manager8 |  | Chatsworth Products | Cable Management | 30130-719 | CHPR213 |  |  |  | Oct 16 2014 4:15PM
McLean | McLean -> IDC -> Rack #3 | Rack #3 | RU#05 | tysndmz | NETWORK SERVICES | Cisco Systems | Catalyst 3560-E | WS-C3560E-48TD-S | CICO930 |  |  |  | Oct 16 2014 4:15PM
McLean | McLean -> IDC -> Rack #3 | Rack #3 | RU#04 | asa-virginia-1 | NETWORK SERVICES | Cisco Systems | ASA 5500 | ASA 5520 | CICO119 |  |  |  | Oct 16 2014 4:15PM
McLean | McLean -> IDC -> Rack #4 | Rack #4 | RU#44 | 2U cable manager1 |  | Chatsworth Products | Cable Management | 30130-719 | CHPR213 |  |  |  | Oct 16 2014 4:25PM
McLean | McLean -> IDC -> Rack #4 | Rack #4 | RU#42 | 48-port RJ45 Patch Panel |  | Panduit | Mini-Com | CPPL48M6BLY | PAND767 |  |  |  | Oct 16 2014 4:25PM
McLean | McLean -> IDC -> Rack #4 | Rack #4 | RU#40 | 2U cable manager2 |  | Chatsworth Products | Cable Management | 30130-719 | CHPR213 |  |  |  | Oct 16 2014 4:24PM
McLean | McLean -> IDC -> Rack #4 | Rack #4 | RU#38 | 48-port RJ45 Patch Panel |  | Panduit | Mini-Com | CPPL48M6BLY | PAND767 |  |  |  | Oct 16 2014 4:24PM
McLean | McLean -> IDC -> Rack #4 | Rack #4 | RU#36 | 2U cable manager3 |  | Chatsworth Products | Cable Management | 30130-719 | CHPR213 |  |  |  | Oct 16 2014 4:23PM
McLean | McLean -> IDC -> Rack #4 | Rack #4 | RU#34 | 48-port RJ45 Patch Panel |  | Panduit | Mini-Com | CPPL48M6BLY | PAND767 |  |  |  | Oct 16 2014 4:23PM
McLean | McLean -> IDC -> Rack #4 | Rack #4 | RU#32 | 2U cable manager4 |  | Chatsworth Products | Cable Management | 30130-719 | CHPR213 |  |  |  | Oct 16 2014 4:21PM
McLean | McLean -> IDC -> Rack #4 | Rack #4 | RU#30 | 48-port RJ45 Patch Panel |  | Panduit | Mini-Com | CPPL48M6BLY | PAND767 |  |  |  | Oct 16 2014 4:21PM
McLean | McLean -> IDC -> Rack #4 | Rack #4 | RU#28 | 2U cable manager5 |  | Chatsworth Products | Cable Management | 30130-719 | CHPR213 |  |  |  | Oct 16 2014 4:20PM
McLean | McLean -> IDC -> Rack #4 | Rack #4 | RU#26 | 48-port RJ45 Patch Panel |  | Panduit | Mini-Com | CPPL48M6BLY | PAND767 |  |  |  | Oct 16 2014 4:20PM
McLean | McLean -> IDC -> Rack #4 | Rack #4 | RU#24 | 2U cable manager6 |  | Chatsworth Products | Cable Management | 30130-719 | CHPR213 |  |  |  | Oct 16 2014 4:19PM
McLean | McLean -> IDC -> Rack #4 | Rack #4 | RU#22 | 48-port RJ45 Patch Panel |  | Panduit | Mini-Com | CPPL48M6BLY | PAND767 |  |  |  | Oct 16 2014 4:19PM
McLean | McLean -> IDC -> Rack #4 | Rack #4 | RU#20 | 2U cable manager |  | Chatsworth Products | Cable Management | 30130-719 | CHPR213 |  |  |  | Oct 16 2014 4:18PM
McLean | McLean -> IDC -> Rack #4 | Rack #4 | RU#19 | tycidcpdu04 | DATA CENTER OPERATIONS | Raritan Computer | Remote Power Control | PCR8A-20L6 | RCI189 |  |  | 10.32.144.103 | Oct 16 2014 4:18PM
McLean | McLean -> IDC -> Rack #4 | Rack #4 | RU#16 | Tysons-wan | NETWORK SERVICES | Cisco Systems | Cisco 3900 | Cisco3945/K9 | CISY860 |  |  |  | Oct 16 2014 4:18PM
McLean | McLean -> IDC -> Rack #4 | Rack #4 | RU#01 | tysncsa | NETWORK SERVICES | Cisco Systems | Catalyst 6500 | WS-C6509 | CSCA203 |  |  |  | Oct 16 2014 4:18PM
McLean | McLean -> IDC -> Rack #5 | Rack #5 | RU#42 | 2U Cable Manager |  | Chatsworth Products | Cable Management | 30130-719 | CHPR213 |  |  |  | Oct 16 2014 4:26PM
McLean | McLean -> IDC -> Rack #5 | Rack #5 | RU#40 | 2U 48-port Ethernet Patch Panel |  | Panduit | Mini-Com | CP24BL | PAND393 |  |  |  | Oct 16 2014 4:26PM
McLean | McLean -> IDC -> Rack #5 | Rack #5 | RU#38 | 2U Cable Manager |  | Chatsworth Products | Cable Management | 30130-719 | CHPR213 |  |  |  | Oct 16 2014 4:25PM
McLean | McLean -> IDC -> Rack #5 | Rack #5 | RU#36 | 2U 48-port Ethernet Patch Panel |  | Panduit | DP6 | DP48688TP | PAND226 |  |  |  | Oct 16 2014 4:25PM
McLean | McLean -> IDC -> Rack #5 | Rack #5 | RU#34 | 2U Cable Manager |  | Chatsworth Products | Cable Management | 30130-719 | CHPR213 |  |  |  | Oct 16 2014 4:25PM
McLean | McLean -> IDC -> Rack #5 | Rack #5 | RU#32 | 2U 48-port Ethernet Patch Panel |  | Panduit | DP6 | DP48688TP | PAND226 |  |  |  | Oct 16 2014 4:25PM
McLean | McLean -> IDC -> Rack #5 | Rack #5 | RU#30 | 2U Cable Manager |  | Chatsworth Products | Cable Management | 30130-719 | CHPR213 |  |  |  | Oct 16 2014 4:25PM
McLean | McLean -> IDC -> Rack #5 | Rack #5 | RU#28 | 2U 48-port Ethernet Patch Panel |  | Panduit | DP6 | DP48688TP | PAND226 |  |  |  | Oct 16 2014 4:25PM
McLean | McLean -> IDC -> Rack #5 | Rack #5 | RU#26 | 2U Cable Manager |  | Chatsworth Products | Cable Management | 30130-719 | CHPR213 |  |  |  | Oct 16 2014 4:25PM
McLean | McLean -> IDC -> Rack #5 | Rack #5 | RU#24 | 2U 48-port Ethernet Patch Panel |  | Panduit | DP6 | DP48688TP | PAND226 |  |  |  | Oct 16 2014 4:25PM
McLean | McLean -> IDC -> Rack #5 | Rack #5 | RU#22 | 2U Cable Manager |  | Chatsworth Products | Cable Management | 30130-719 | CHPR213 |  |  |  | Oct 16 2014 4:25PM
McLean | My Staging Area -> VA5 - Virginia COLO -> Rack 0207 | Rack 0207 | RU#33 | vrgneqxwlc-01 |  | Cisco Systems | Cisco 5700 Series | AIR-CT5760-25-K9 | CISC891 |  |  |  | Jan 9 2015 2:29PM
McLean | My Staging Area -> VA5 - Virginia COLO -> Rack 0207 | Rack 0207 | RU#30 | 1U Cable Manager |  | Chatsworth Products | Cable Management | 30339-X19 | CHTP080 |  |  |  | Mar 4 2015 4:21PM
McLean | My Staging Area -> VA5 - Virginia COLO -> Rack 0207 | Rack 0207 | RU#29 | va5-con01 |  | Raritan Computer | Dominion SX | DSXA-48-AC | RCI175 |  |  |  | Dec 5 2014 1:56PM
McLean | My Staging Area -> VA5 - Virginia COLO -> Rack 0207 | Rack 0207 | RU#28 | vrgneqxconsa |  | Cisco Systems | Catalyst 2960 | WS-C2960G-48TC-L | CICO640 |  |  |  | Mar 5 2015 9:38AM
McLean | My Staging Area -> VA5 - Virginia COLO -> Rack 0207 | Rack 0207 | RU#27 | Blank 1U Panel |  | Generic Equipment Set | Panel | Blank 1U Panel | GENR259 |  |  |  | Mar 4 2015 4:20PM
McLean | My Staging Area -> VA5 - Virginia COLO -> Rack 0207 | Rack 0207 | RU#23 | vrgnegx-wan |  | Cisco Systems | ASR 1000 Series | ASR1004 | CISO871 |  |  |  | Mar 3 2015 10:05AM
McLean | My Staging Area -> VA5 - Virginia COLO -> Rack 0207 | Rack 0207 | RU#21 | vrgneqxcsa-vss |  | Cisco Systems | Catalyst 4500-X | WS-C4500X-40X-ES | CISC050 |  |  |  | Dec 2 2014 1:12PM
McLean | My Staging Area -> VA5 - Virginia COLO -> Rack 0207 | Rack 0207 | RU#19 | vrgneqxinetsa-vss |  | Cisco Systems | Catalyst 4500-X | WS-C4500X-F-32SFP+ | CISC060 |  |  |  | Oct 29 2014 12:57PM
McLean | My Staging Area -> VA5 - Virginia COLO -> Rack 0207 | Rack 0207 | RU#17 | vrgneqx-inetra |  | Cisco Systems | ASR 9000 Series | ASR-9001 | CSCY815 |  |  |  | Dec 2 2014 12:41PM
McLean | My Staging Area -> VA5 - Virginia COLO -> Rack 0207 | Rack 0207 | RU#13 | vrgnfw-1 |  | Juniper Networks | SRX Series | SRX1400 | JUNP805 |  |  |  | Dec 2 2014 12:32PM
McLean | My Staging Area -> VA5 - Virginia COLO -> Rack 0207 | Rack 0207 | RU#10 | vrginet-fw1 |  | Juniper Networks | SRX Series | SRX3400 | JUNP807 |  |  |  | Dec 2 2014 12:30PM
McLean | My Staging Area -> VA5 - Virginia COLO -> Rack 0207 | Rack 0207 | RU#09 | vrgneqxdmzsa-vss |  | Cisco Systems | Catalyst 4500-X | WS-C4500X-F-32SFP+ | CISC060 |  |  |  | Oct 29 2014 10:29AM
McLean | My Staging Area -> VA5 - Virginia COLO -> Rack 0207 | Rack 0207 | RU#08 | virltm001 |  | F5 Networks | Enterprise Manager | EM-4000 | F5LA064 |  |  |  | Dec 2 2014 12:12PM
McLean | My Staging Area -> VA5 - Virginia COLO -> Rack 0207 | Rack 0207 | RU#07 | 1U Cable Manager |  | Chatsworth Products | Cable Management | 30339-X19 | CHTP080 |  |  |  | Mar 3 2015 10:25AM
McLean | My Staging Area -> VA5 - Virginia COLO -> Rack 0207 | Rack 0207 | RU#05 | Anue |  | Anue Systems | 5200 Series | 5273 | ANUE018 |  |  |  | Dec 2 2014 12:10PM
McLean | My Staging Area -> VA5 - Virginia COLO -> Rack 0207 | Rack 0207 | RU#04 | vrgdlp01-c |  | Websense | Web Security | Websense V10000 G2 | WEBS001 |  |  |  | Oct 29 2014 10:02AM
McLean | My Staging Area -> VA5 - Virginia COLO -> Rack 0207 | Rack 0207 | RU#02 | Fire Eye |  | Fire Eye | Security Appliance | NX7400 | FIRY032 |  |  |  | Mar 3 2015 10:28AM
McLean | My Staging Area -> VA5 - Virginia COLO -> Rack 0207 | Rack 0207 | RU#01 | vrgwsg-01 |  | Websense | Web Security | Websense V10000 G2 | WEBS001 |  |  |  | Oct 29 2014 9:57AM
McLean | My Staging Area -> VA5 - Virginia COLO -> Rack 0207 -> vrgneqxwlc-01 | vrgneqxwlc-01 | PS Slot#2 | PWR-C1-350WAC |  | Cisco Systems | Catalyst 3850 | PWR-C1-350WAC | CISC884 |  |  |  | Jan 9 2015 2:29PM
McLean | My Staging Area -> VA5 - Virginia COLO -> Rack 0207 -> vrgneqxwlc-01 | vrgneqxwlc-01 | PS Slot#1 | PWR-C1-350WAC |  | Cisco Systems | Catalyst 3850 | PWR-C1-350WAC | CISC884 |  |  |  | Jan 9 2015 2:29PM
McLean | My Staging Area -> VA5 - Virginia COLO -> Rack 0208 | Rack 0208 | RU#33 | vrgneqxwlc-HA |  | Cisco Systems | Cisco 5700 Series | AIR-CT5760-25-K9 | CISC891 |  |  |  | Jan 9 2015 2:32PM
McLean | My Staging Area -> VA5 - Virginia COLO -> Rack 0208 | Rack 0208 | RU#30 | 1U Cable Manager |  | Chatsworth Products | Cable Management | 30339-X19 | CHTP080 |  |  |  | Mar 4 2015 4:19PM
McLean | My Staging Area -> VA5 - Virginia COLO -> Rack 0208 | Rack 0208 | RU#29 | va5-kvm01 |  | Raritan Computer | Dominion KSX II | DKSX2-188 | RCI221 |  |  |  | Dec 5 2014 1:55PM
McLean | My Staging Area -> VA5 - Virginia COLO -> Rack 0208 | Rack 0208 | RU#28 | asa-virginia-1 |  | Cisco Systems | ASA 5500 | ASA 5520 | CICO119 |  |  |  | Mar 3 2015 10:52AM
McLean | My Staging Area -> VA5 - Virginia COLO -> Rack 0208 | Rack 0208 | RU#27 | vrgneqxhubwaas-01 |  | Cisco Systems | Wide Area Application Virtualization Engine | WAVE-594-K9 | CSCY915 |  |  |  | Mar 3 2015 10:56AM
McLean | My Staging Area -> VA5 - Virginia COLO -> Rack 0208 | Rack 0208 | RU#25 | vrgneqxhuba-rogre |  | Cisco Systems | ASR 1000 Series | ASR 1002-F | CSCY105 |  |  |  | Mar 3 2015 11:00AM
McLean | My Staging Area -> VA5 - Virginia COLO -> Rack 0208 | Rack 0208 | RU#22 | Parts Drawer |  | Generic Patch Panel Icons | Generic Patch Panel | 3U Placeholder | PP188 |  |  |  | Mar 3 2015 11:04AM
McLean | My Staging Area -> VA5 - Virginia COLO -> Rack 0208 | Rack 0208 | RU#21 | vrgneqxcsb-vss |  | Cisco Systems | Catalyst 4500-X | WS-C4500X-40X-ES | CISC050 |  |  |  | Dec 5 2014 1:30PM
McLean | My Staging Area -> VA5 - Virginia COLO -> Rack 0208 | Rack 0208 | RU#20 | Blank 1U Panel |  | Generic Equipment Set | Panel | Blank 1U Panel | GENR259 |  |  |  | Mar 3 2015 11:10AM
McLean | My Staging Area -> VA5 - Virginia COLO -> Rack 0208 | Rack 0208 | RU#19 | vrgneqxinetsb-vss |  | Cisco Systems | Catalyst 4500-X | WS-C4500X-F-32SFP+ | CISC060 |  |  |  | Oct 29 2014 12:58PM
McLean | My Staging Area -> VA5 - Virginia COLO -> Rack 0208 | Rack 0208 | RU#17 | vrgneqx-inetrb |  | Cisco Systems | ASR 9000 Series | ASR-9001 | CSCY815 |  |  |  | Dec 5 2014 1:35PM
McLean | My Staging Area -> VA5 - Virginia COLO -> Rack 0208 | Rack 0208 | RU#16 | 1U Cable Manager |  | Chatsworth Products | Cable Management | 30339-X19 | CHTP080 |  |  |  | Mar 3 2015 11:07AM
McLean | My Staging Area -> VA5 - Virginia COLO -> Rack 0208 | Rack 0208 | RU#15 | Blank 1U Panel |  | Generic Equipment Set | Panel | Blank 1U Panel | GENR259 |  |  |  | Mar 3 2015 11:09AM
McLean | My Staging Area -> VA5 - Virginia COLO -> Rack 0208 | Rack 0208 | RU#13 | vrgneqxwaas-01 |  | Cisco Systems | Wide Area Application Virtualization Engine | WAVE-7571-K9 | CSCY918 |  |  |  | Mar 3 2015 11:23AM
McLean | My Staging Area -> VA5 - Virginia COLO -> Rack 0208 | Rack 0208 | RU#10 | vrginet-fw2 |  | Juniper Networks | SRX Series | SRX3400 | JUNP807 |  |  |  | Dec 5 2014 12:34PM
McLean | My Staging Area -> VA5 - Virginia COLO -> Rack 0208 | Rack 0208 | RU#09 | vrgneqxdmzb-vss |  | Cisco Systems | Catalyst 4500-X | WS-C4500X-F-32SFP+ | CISC060 |  |  |  | Oct 29 2014 11:06AM
McLean | My Staging Area -> VA5 - Virginia COLO -> Rack 0208 | Rack 0208 | RU#08 | virltm002 |  | F5 Networks | Enterprise Manager | EM-4000 | F5LA064 |  |  |  | Dec 5 2014 12:32PM
McLean | My Staging Area -> VA5 - Virginia COLO -> Rack 0208 | Rack 0208 | RU#07 | Blank 1U Panel |  | Generic Equipment Set | Panel | Blank 1U Panel | GENR259 |  |  |  | Mar 3 2015 11:20AM
McLean | My Staging Area -> VA5 - Virginia COLO -> Rack 0208 | Rack 0208 | RU#04 | vrgninet-fw2 |  | Juniper Networks | SRX Series | SRX1400 | JUNP805 |  |  |  | Dec 5 2014 1:27PM
McLean | My Staging Area -> VA5 - Virginia COLO -> Rack 0208 | Rack 0208 | RU#03 | vrgwsg-02 |  | Websense | Web Security | Websense V10000 G2 | WEBS001 |  |  |  | Mar 30 2015 11:10AM
McLean | My Staging Area -> VA5 - Virginia COLO -> Rack 0208 | Rack 0208 | RU#02 | echsniffer1 |  | Hewlett-Packard | ProLiant | DL360 G7 | HEPK293 |  |  |  | Dec 5 2014 10:42AM
McLean | My Staging Area -> VA5 - Virginia COLO -> Rack 0208 | Rack 0208 | RU#01 | vrgwsg-03 |  | Websense | Web Security | Websense V10000 G2 | WEBS001 |  |  |  | Oct 29 2014 9:58AM
McLean | My Staging Area -> VA5 - Virginia COLO -> Rack 0208 -> vrgneqxwlc-HA | vrgneqxwlc-HA | PS Slot#2 | PWR-C1-350WAC |  | Cisco Systems | Catalyst 3850 | PWR-C1-350WAC | CISC884 |  |  |  | Jan 9 2015 2:32PM
McLean | My Staging Area -> VA5 - Virginia COLO -> Rack 0208 -> vrgneqxwlc-HA | vrgneqxwlc-HA | PS Slot#1 | PWR-C1-350WAC |  | Cisco Systems | Catalyst 3850 | PWR-C1-350WAC | CISC884 |  |  |  | Jan 9 2015 2:32PM
Melbourne | Melbourne -> IDC -> Server cabinet | Server cabinet | RU#25 | WAAS – Mel |  | Cisco Systems | WAE Series | WAE-511-K9 | CICO352 | FCH1623V0K4 |  | 10.162.32.246 | Nov 11 2014 4:32PM
Melbourne | Melbourne -> IDC -> Server cabinet | Server cabinet | RU#23 | Panel |  | Panduit | Angled Filler Panel | CPAF2BL | PAND232 |  |  |  | Nov 11 2014 4:32PM
Melbourne | Melbourne -> IDC -> Server cabinet | Server cabinet | RU#21 | Cable Manager |  | Panduit | PatchLink | WMP1E | PAND770 |  |  |  | Nov 11 2014 4:32PM
Melbourne | Melbourne -> IDC -> Server cabinet | Server cabinet | RU#19 | Panel |  | Panduit | Angled Filler Panel | CPAF2BL | PAND232 |  |  |  | Nov 11 2014 4:32PM
Melbourne | Melbourne -> IDC -> Server cabinet | Server cabinet | RU#17 | Cable Manager |  | Panduit | PatchLink | WMP1E | PAND770 |  |  |  | Nov 11 2014 4:31PM
Melbourne | Melbourne -> IDC -> Server cabinet | Server cabinet | RU#13 | Melbourne-wan |  | Cisco Systems | Cisco 7200 | Cisco 7206 | CSCO216 |  |  |  | Nov 11 2014 4:31PM
Melbourne | Melbourne -> IDC -> Server cabinet | Server cabinet | RU#12 | Melbourne-swa |  | Cisco Systems | Catalyst 2950 | WS-C2950T-48-SI | CISO260 |  |  |  | Nov 11 2014 4:31PM
Melbourne | Melbourne -> IDC -> Server cabinet | Server cabinet | RU#10 | MELBNVR |  | Hewlett-Packard | ProLiant | DL380 G5 | HEPA633 |  |  |  | Nov 11 2014 4:31PM
Melbourne | Melbourne -> IDC -> Server cabinet | Server cabinet | RU#09 | Panduit: CPAF1BL #1 |  | Panduit | Angled Filler Panel | CPAF1BL | PAND231 |  |  |  | Nov 11 2014 4:31PM
Melbourne | Melbourne -> IDC -> Server cabinet | Server cabinet | RU#06 | Meladovm01 |  | Hewlett-Packard | ProLiant | DL380 G7-LFF | HEPK281 | 2M210500MH | 3110288 | 10.162.160.13 | Nov 11 2014 4:32PM
Melbourne | Melbourne -> IDC -> Server cabinet | Server cabinet | RU#05 | Melbourne-wlc |  | Cisco Systems | Cisco 4400 | AIR-WLC4402-12-K9 | CICO108 | FOC1248FO1L | UNKNOWN | 10.162.32.42 | Nov 11 2014 4:32PM
Melbourne | Melbourne -> IDC -> Server cabinet | Server cabinet | RU#01 | Melbourne-UPS |  | Liebert | UPStation | GXT3000RT-230 | LIEB048 |  |  |  | Nov 11 2014 4:32PM
Mexico City | Mexico City -> IDC | IDC |  | Intercom system |  | Nortel Networks | Meridian | NTAK11BD (Open View) | NRTL704 |  |  |  | May 13 2014 6:45PM
Mexico City | Mexico City -> IDC -> Network Rack | Network Rack | RU#27 | Mexico wireless | PDU | Cisco Systems | Cisco 4400 | CR-4400 | CSCA522 | fdc133dfdkh | 3099315 |  | May 13 2014 6:34PM
Mexico City | Mexico City -> IDC -> Network Rack | Network Rack | RU#24 | Generic: Blank 2U Panel #1 |  | Generic Equipment Set | Panel | Blank 2U Panel | GENR260 |  |  |  | May 13 2014 6:34PM
Mexico City | Mexico City -> IDC -> Network Rack | Network Rack | RU#22 | Generic: 2U 24-Port RJ45 Patch Panel #1 |  | Generic Equipment Set | Patch Panel | 2U 24-Port RJ45 Patch Panel | GENR977 |  |  |  | May 13 2014 6:34PM
Mexico City | Mexico City -> IDC -> Network Rack | Network Rack | RU#20 | Generic: Blank 2U Panel #2 |  | Generic Equipment Set | Panel | Blank 2U Panel | GENR260 |  |  |  | May 13 2014 6:34PM
Mexico City | Mexico City -> IDC -> Network Rack | Network Rack | RU#18 | Generic: 2U 24-Port RJ45 Patch Panel #2 |  | Generic Equipment Set | Patch Panel | 2U 24-Port RJ45 Patch Panel | GENR977 |  |  |  | May 13 2014 6:34PM
Mexico City | Mexico City -> IDC -> Network Rack | Network Rack | RU#16 | Generic: Blank 2U Panel #3 |  | Generic Equipment Set | Panel | Blank 2U Panel | GENR260 |  |  |  | May 13 2014 6:34PM
Mexico City | Mexico City -> IDC -> Network Rack | Network Rack | RU#14 | Generic: 2U 24-Port RJ45 Patch Panel #3 |  | Generic Equipment Set | Patch Panel | 2U 24-Port RJ45 Patch Panel | GENR977 |  |  |  | May 13 2014 6:34PM
Mexico City | Mexico City -> IDC -> Network Rack | Network Rack | RU#12 | Generic: Blank 2U Panel #4 |  | Generic Equipment Set | Panel | Blank 2U Panel | GENR260 |  |  |  | May 13 2014 6:34PM
Mexico City | Mexico City -> IDC -> Network Rack | Network Rack | RU#10 | Generic: 2U 24-Port RJ45 Patch Panel #4 |  | Generic Equipment Set | Patch Panel | 2U 24-Port RJ45 Patch Panel | GENR977 |  |  |  | May 13 2014 6:34PM
Mexico City | Mexico City -> IDC -> Network Rack | Network Rack | RU#09 | Mexicocity-swa | NETWORK SERVICES | Cisco Systems | Catalyst 3750 | WS-C3750G-24TS-S1U | CISO358 | FAA0515F0CD |  | 10.33.64.2 | May 13 2014 6:34PM
Mexico City | Mexico City -> IDC -> Network Rack | Network Rack | RU#08 | Mexicocity-swb | NETWORK SERVICES | Cisco Systems | Catalyst 3750 | WS-C3750G-24TS-S1U | CISO358 | FAA0515J0AX |  | 10.33.64.3 | May 13 2014 6:34PM
Mexico City | Mexico City -> IDC -> Network Rack | Network Rack | RU#07 | Mexico-waas | NETWORK SERVICES | Cisco Systems | WAE Series | WAE-511-K9 | CICO352 | kqmwwa78 | none |  | May 13 2014 6:34PM
Mexico City | Mexico City -> IDC -> Network Rack | Network Rack | RU#05 | Mexicocity-wan | NETWORK SERVICES | Cisco Systems | Cisco 3700 | CISCO3725 | CSCO338 | JMX0739L0VG |  | 10.254.0.14 | May 13 2014 6:34PM
Mexico City | Mexico City -> IDC -> Network Rack | Network Rack | RU#02 | Security system computer Viacon collector |  | Generic Equipment Set | Panel | Blank 3U Panel | GENR261 |  |  |  | May 13 2014 6:34PM
Mexico City | Mexico City -> IDC -> Server Cabinet | Server Cabinet | RU#41 | Kvm-mexico | GLOBAL SITE OPERATIONS | Raritan Computer | Dominion KSX | Dominion KSX 880 | RCI010 | SB740146 |  |  | May 13 2014 6:34PM
Mexico City | Mexico City -> IDC -> Server Cabinet | Server Cabinet | RU#36 | mexadovm01 | GLOBAL SITE OPERATIONS | Hewlett-Packard | ProLiant | DL380 G7-LFF | HEPK281 | 2m204004ty | 50568579 | 10.33.64.70 | May 13 2014 6:33PM
Mexico City | Mexico City -> IDC -> Server Cabinet | Server Cabinet | RU#01 | Ups-mexico | GLOBAL SITE OPERATIONS | APC | Smart-UPS | SURTA3000RMXL | APCC287 |  |  |  | May 13 2014 6:33PM
Milan | Milan -> IDC -> Cabinet 1 | Cabinet 1 | RU#40 | Telco Fiber Tray #1 |  | Panduit | OptiCom | FRME1U | PNDT815 |  |  |  | Jul 11 2016 7:19AM
Milan | Milan -> IDC -> Cabinet 1 | Cabinet 1 | RU#33 | Telco Fiber Tray #2 |  | Panduit | OptiCom | FRME1U | PNDT815 |  |  |  | Jul 11 2016 7:19AM
Milan | Milan -> IDC -> Cabinet 1 | Cabinet 1 | RU#23 | APC KMM |  | APC | Rack LCD Monitor Keyboard Mouse | AP5015 - Closed View | APC310 |  |  |  | Jul 11 2016 7:19AM
Milan | Milan -> IDC -> Cabinet 1 | Cabinet 1 | RU#11 | miladofvm01 | DATA CENTER OPERATIONS | Hewlett-Packard | ProLiant | DL380 G7-LFF | HEPK281 | CZ2048JM19 |  | 10.130.112.57 | Nov 3 2014 4:30PM
Milan | Milan -> IDC -> Cabinet 1 | Cabinet 1 | RU#01 | ups-milan |  | APC | Smart-UPS On-Line | SRT8KRMXLT | APCV177 | QS1542372378 |  |  | Jul 11 2016 7:05AM
Milan | Milan -> IDC -> Cabinet 1 | Cabinet 1 | InOutPlug#1 | mil-pdu-1 |  | Raritan Computer | Dominion PX II | PX2-2488C | RCI830 | QNU6260003 |  |  | Jul 11 2016 7:19AM
Milan | Milan -> IDC -> Rack 1 | Rack 1 | RU#26 | milanwaas-01 |  | Cisco Systems | Wide Area Application Virtualization Engine | WAVE-594-K9 | CSCY915 | FCH1623U0PK |  |  | Jul 11 2016 8:03AM
Milan | Milan -> IDC -> Rack 1 | Rack 1 | RU#23 | milan-wan |  | Cisco Systems | Cisco 3900 | Cisco3945/K9 | CISY860 | FGL153212ER |  |  | Jul 11 2016 8:03AM
Milan | Milan -> IDC -> Rack 1 | Rack 1 | RU#01 | mil-pdu-2 |  | Raritan Computer | Dominion PX II | PX2-2190CR | RCI819 | PGP6160001 |  |  | Jul 11 2016 8:03AM
Milan | Milan -> IDC -> Rack 2 | Rack 2 | RU#12 | milan-raritan |  | Raritan Computer | Dominion KSX II | DKSX2-188 | RCI221 | AE11300017 |  |  | Jul 11 2016 8:03AM
Milan | Milan -> IDC -> Rack 2 | Rack 2 | RU#11 | OLD Cisco switch for DSL line |  | Cisco Systems | Catalyst 2900 XL | WS-C2912-XL-A | CSCO310 |  |  |  | Nov 3 2014 4:34PM
Milan | Milan -> IDC -> Rack 2 | Rack 2 | RU#01 | milan-3cs01 |  | Cisco Systems | Catalyst 4500 | WS-C4506-E | CISO728 | FXS1852Q0WC |  |  | Jul 11 2016 8:03AM
Milan | Milan -> IDC -> Rack 3 | Rack 3 | RU#11 | milwlc-01n |  | Cisco Systems | Cisco 5500 | AIR-CT5508-25-K9 | CISO656 | FCW1802LOU3 |  |  | Jul 11 2016 8:03AM
Milan | Milan -> IDC -> Rack 3 | Rack 3 | RU#01 | mil-pdu-3 |  | Raritan Computer | Dominion PX II | PX2-2190CR | RCI819 | PGP6160002 |  |  | Jul 11 2016 8:03AM
Moldova | Moldova -> IDC -> Rack 1 | Rack 1 | RU#41 | Panduit: CPPLA72WBL #1 |  | Panduit | Mini-Com | CPPLA72WBL | PAND730 |  |  |  | Nov 3 2014 4:15PM
Moldova | Moldova -> IDC -> Rack 1 | Rack 1 | RU#36 | Moldova-cra | NETWORK SERVICES | Cisco Systems | Catalyst 3750 | WS-C3750G-48TS-S | CICO250 |  |  |  | Nov 3 2014 4:15PM
Moldova | Moldova -> IDC -> Rack 1 | Rack 1 | RU#33 | Moldova-guest | NETWORK SERVICES | Cisco Systems | Catalyst 3560 | WS-C3560G-24TS | CISO715 |  |  |  | Nov 3 2014 4:15PM
Moldova | Moldova -> IDC -> Rack 1 | Rack 1 | RU#31 | Moldova-raritan | DATA CENTER OPERATIONS | Raritan Computer | Dominion KX II | DKX2-416 | RCI151 |  |  |  | Nov 3 2014 4:14PM
Moldova | Moldova -> IDC -> Rack 1 | Rack 1 | RU#25 | molwebadminfw1 | NETWORK SERVICES | NetScreen Technologies | NetScreen | NetScreen-208 | NSTI013 |  |  |  | Nov 3 2014 4:14PM
Moldova | Moldova -> IDC -> Rack 1 | Rack 1 | RU#22 | Moldova-wan | NETWORK SERVICES | Cisco Systems | Cisco 3800 | CISCO3845 | CISO580 |  |  |  | Nov 3 2014 4:14PM
Moldova | Moldova -> IDC -> Rack 1 | Rack 1 | RU#20 | Moldova-pdu1 | DATA CENTER OPERATIONS | APC | PDU | AP7820 | APCC295 |  |  |  | Nov 3 2014 4:14PM
Moldova | Moldova -> IDC -> Rack 1 | Rack 1 | RU#17 | moladofs01 | DATA CENTER OPERATIONS | Hewlett-Packard | ProLiant | DL380 G7-SFF | HEPK280 |  |  | 10.130.255.2 | Nov 3 2014 4:14PM
Munich | Munich -> IDC | IDC |  | APC Symetra PX | DATA CENTER OPERATIONS | APC | Symmetra | SY20K40F (Closed View) | APCC245 | GD0508160028 | unknown | 10.130.80.35 | Nov 3 2014 6:12PM
Munich | Munich -> IDC -> Cabinet 1 | Cabinet 1 | RU#37 | Munshare-1 | STORAGE SERVICES | Isilon Systems | IQ Series | IQ 3000i | ISLN004 |  |  |  | Nov 3 2014 6:02PM
Munich | Munich -> IDC -> Cabinet 1 | Cabinet 1 | RU#35 | Munshare-2 | STORAGE SERVICES | Isilon Systems | IQ Series | IQ 3000i | ISLN004 |  |  |  | Nov 3 2014 6:02PM
Munich | Munich -> IDC -> Cabinet 1 | Cabinet 1 | RU#33 | Munshare-3 | STORAGE SERVICES | Isilon Systems | IQ Series | IQ 3000i | ISLN004 |  |  |  | Nov 3 2014 6:02PM
Munich | Munich -> IDC -> Cabinet 1 | Cabinet 1 | RU#27 | sms-mu2 | SERVER SERVICES | Hewlett-Packard | ProLiant | DL380 G4 | HEPA156 | GB8603WA1D | unknown | 10.130.80.59 | Nov 3 2014 6:01PM
Munich | Munich -> IDC -> Cabinet 1 | Cabinet 1 | RU#21 | ÀPC KMM | DATA CENTER OPERATIONS | APC | NetShelter | AR8126ABLK | APC984 |  |  |  | Nov 3 2014 6:01PM
Munich | Munich -> IDC -> Cabinet 2 | Cabinet 2 | RU#22 | Munich-raritan | DATA CENTER OPERATIONS | Raritan Computer | Dominion KSX II | DKSX2-188 | RCI221 |  |  |  | Nov 3 2014 6:02PM
Munich | Munich -> IDC -> Cabinet 2 | Cabinet 2 | RU#21 | APC KMM | DATA CENTER OPERATIONS | APC | NetShelter | AR8126ABLK | APC984 |  |  |  | Nov 3 2014 6:02PM
Munich | Munich -> IDC -> Cabinet 2 | Cabinet 2 | RU#19 | Muncc01 | BACKUP SERVICES | Hewlett-Packard | ProLiant | DL 360 G5 | HEPA599 | J004LK8B25 |  |  | Nov 3 2014 6:20PM
Munich | Munich -> IDC -> Cabinet 2 | Cabinet 2 | RU#16 | MUNdd530-mon | BACKUP SERVICES | Data Domain | Appliance Series | DD530 | DADN013 | 7FP5328044 |  | 10.130.80.60 | Nov 3 2014 6:22PM
Munich | Munich -> IDC -> Cabinet 2 | Cabinet 2 | RU#12 | mnchwaas-01 | NETWORK SERVICES | Cisco Systems | WAE Series | WAE-7341-K9 | CISY758 | KQADAVW | unknown | 10.130.88.11 | Nov 3 2014 6:02PM
Munich | Munich -> IDC -> Cabinet 3 | Cabinet 3 | RU#23 | munadovm01 | DATA CENTER OPERATIONS | Hewlett-Packard | ProLiant | DL380 G6 - LFF | HEPD898 | CZ240102XR |  | 10.130.80.29 | Nov 3 2014 6:02PM
Munich | Munich -> IDC -> Rack 1 | Rack 1 | RU#44 | Fibre Patch Panel1 |  | Panduit | Angled Filler Panel | CPAF1BL | PAND231 |  |  |  | Nov 3 2014 6:06PM
Munich | Munich -> IDC -> Rack 1 | Rack 1 | RU#42 | Fibre Patch Panel2 |  | Panduit | Angled Filler Panel | CPAF2BL | PAND232 |  |  |  | Nov 3 2014 6:06PM
Munich | Munich -> IDC -> Rack 1 | Rack 1 | RU#40 | Chatsworth Products: 11564-719 #5 |  | Chatsworth Products | Cable Management | 11564-719 | CHPR502 |  |  |  | Nov 3 2014 6:06PM
Munich | Munich -> IDC -> Rack 1 | Rack 1 | RU#38 | Panduit: CP48BL #4 |  | Panduit | Mini-Com | CP48BL | PAND394 |  |  |  | Nov 3 2014 6:06PM
Munich | Munich -> IDC -> Rack 1 | Rack 1 | RU#36 | Chatsworth Products: 11564-719 #4 |  | Chatsworth Products | Cable Management | 11564-719 | CHPR502 |  |  |  | Nov 3 2014 6:05PM
Munich | Munich -> IDC -> Rack 1 | Rack 1 | RU#34 | Panduit: CP48BL #3 |  | Panduit | Mini-Com | CP48BL | PAND394 |  |  |  | Nov 3 2014 6:05PM
Munich | Munich -> IDC -> Rack 1 | Rack 1 | RU#32 | Chatsworth Products: 11564-719 #3 |  | Chatsworth Products | Cable Management | 11564-719 | CHPR502 |  |  |  | Nov 3 2014 6:05PM
Munich | Munich -> IDC -> Rack 1 | Rack 1 | RU#31 | Coax Patch Panel |  | Panduit | Mini-Com | CP16BL | PAND755 |  |  |  | Nov 3 2014 6:05PM
Munich | Munich -> IDC -> Rack 1 | Rack 1 | RU#29 | Chatsworth Products: 11564-719 #2 |  | Chatsworth Products | Cable Management | 11564-719 | CHPR502 |  |  |  | Nov 3 2014 6:04PM
Munich | Munich -> IDC -> Rack 1 | Rack 1 | RU#27 | Panduit: CP48BL #2 |  | Panduit | Mini-Com | CP48BL | PAND394 |  |  |  | Nov 3 2014 6:04PM
Munich | Munich -> IDC -> Rack 1 | Rack 1 | RU#25 | Chatsworth Products: 11564-719 #1 |  | Chatsworth Products | Cable Management | 11564-719 | CHPR502 |  |  |  | Nov 3 2014 6:04PM
Munich | Munich -> IDC -> Rack 1 | Rack 1 | RU#24 | Panduit: CP16BL #3 |  | Panduit | Mini-Com | CP16BL | PAND755 |  |  |  | Nov 3 2014 6:04PM
Munich | Munich -> IDC -> Rack 1 | Rack 1 | RU#21 | Telco ISDN NTBA1 |  | Panduit | Angled Filler Panel | CPAF1BL | PAND231 |  |  |  | Nov 3 2014 6:04PM
Munich | Munich -> IDC -> Rack 1 | Rack 1 | RU#19 | Telco ISDN NTBA2 |  | Panduit | Angled Filler Panel | CPAF2BL | PAND232 |  |  |  | Nov 3 2014 6:04PM
Munich | Munich -> IDC -> Rack 1 | Rack 1 | RU#17 | Telco Patch Panel1 |  | Panduit | Mini-Com | CP48BL | PAND394 |  |  |  | Nov 3 2014 6:04PM
Munich | Munich -> IDC -> Rack 1 | Rack 1 | RU#16 | Telco Patch Panel2 |  | Panduit | Mini-Com | CP16BL | PAND755 |  |  |  | Nov 3 2014 6:03PM
Munich | Munich -> IDC -> Rack 1 | Rack 1 | RU#15 | Telco Patch Panel3 |  | Panduit | Mini-Com | CP16BL | PAND755 |  |  |  | Nov 3 2014 6:03PM
Munich | Munich -> IDC -> Rack 1 | Rack 1 | RU#11 | APC: AP7516 #1 | DATA CENTER OPERATIONS | APC | PDU | AP7516 | APCC380 |  |  |  | Nov 3 2014 6:03PM
Munich | Munich -> IDC -> Rack 1 | Rack 1 | RU#08 | Munich-wan | NETWORK SERVICES | Cisco Systems | Cisco 3700 | CISCO3745 | CSCO339 | FCZ091970CD | unknown | 10.254.128.4 | Nov 3 2014 6:02PM
Munich | Munich -> IDC -> Rack 2 | Rack 2 | RU#43 | Panduit: CP24BL #1 |  | Panduit | Mini-Com | CP24BL | PAND393 |  |  |  | Nov 3 2014 6:09PM
Munich | Munich -> IDC -> Rack 2 | Rack 2 | RU#41 | Panduit: CP48BL #6 |  | Panduit | Mini-Com | CP48BL | PAND394 |  |  |  | Nov 3 2014 6:09PM
Munich | Munich -> IDC -> Rack 2 | Rack 2 | RU#39 | Chatsworth Products: 11564-719 #6 |  | Chatsworth Products | Cable Management | 11564-719 | CHPR502 |  |  |  | Nov 3 2014 6:08PM
Munich | Munich -> IDC -> Rack 2 | Rack 2 | RU#37 | Panduit: CP48BL #5 |  | Panduit | Mini-Com | CP48BL | PAND394 |  |  |  | Nov 3 2014 6:08PM
Munich | Munich -> IDC -> Rack 2 | Rack 2 | RU#35 | Chatsworth Products: 11564-719 #5 |  | Chatsworth Products | Cable Management | 11564-719 | CHPR502 |  |  |  | Nov 3 2014 6:08PM
Munich | Munich -> IDC -> Rack 2 | Rack 2 | RU#33 | Panduit: CP48BL #4 |  | Panduit | Mini-Com | CP48BL | PAND394 |  |  |  | Nov 3 2014 6:08PM
Munich | Munich -> IDC -> Rack 2 | Rack 2 | RU#31 | Chatsworth Products: 11564-719 #4 |  | Chatsworth Products | Cable Management | 11564-719 | CHPR502 |  |  |  | Nov 3 2014 6:08PM
Munich | Munich -> IDC -> Rack 2 | Rack 2 | RU#29 | Panduit: CP48BL #3 |  | Panduit | Mini-Com | CP48BL | PAND394 |  |  |  | Nov 3 2014 6:07PM
Munich | Munich -> IDC -> Rack 2 | Rack 2 | RU#27 | Chatsworth Products: 11564-719 #3 |  | Chatsworth Products | Cable Management | 11564-719 | CHPR502 |  |  |  | Nov 3 2014 6:07PM
Munich | Munich -> IDC -> Rack 2 | Rack 2 | RU#25 | Panduit: CP48BL #2 |  | Panduit | Mini-Com | CP48BL | PAND394 |  |  |  | Nov 3 2014 6:07PM
Munich | Munich -> IDC -> Rack 2 | Rack 2 | RU#23 | Chatsworth Products: 11564-719 #2 |  | Chatsworth Products | Cable Management | 11564-719 | CHPR502 |  |  |  | Nov 3 2014 6:07PM
Munich | Munich -> IDC -> Rack 2 | Rack 2 | RU#21 | Panduit: CP48BL #1 |  | Panduit | Mini-Com | CP48BL | PAND394 |  |  |  | Nov 3 2014 6:07PM
Munich | Munich -> IDC -> Rack 2 | Rack 2 | RU#19 | Chatsworth Products: 11564-719 #1 |  | Chatsworth Products | Cable Management | 11564-719 | CHPR502 |  |  |  | Nov 3 2014 6:06PM
Munich | Munich -> IDC -> Rack 2 | Rack 2 | RU#12 | munconsole | DATA CENTER OPERATIONS | Avocent | ACS 6000 Series | ACS6032SAC-001 | AVOC287 |  |  |  | Nov 3 2014 6:06PM
Munich | Munich -> IDC -> Rack 2 | Rack 2 | RU#11 | APC: AP7516 #1 | DATA CENTER OPERATIONS | APC | PDU | AP7516 | APCC380 |  |  |  | Nov 3 2014 6:06PM
Munich | Munich -> IDC -> Rack 2 | Rack 2 | RU#01 | Mun05-swa | NETWORK SERVICES | Cisco Systems | Catalyst 4500 | WS-C4506 | CSCA332 |  |  |  | Nov 3 2014 6:06PM
Munich | Munich -> IDC -> Rack 3 | Rack 3 | RU#44 | Chatsworth Products: 11564-719 #3 |  | Chatsworth Products | Cable Management | 11564-719 | CHPR502 |  |  |  | Nov 3 2014 6:10PM
Munich | Munich -> IDC -> Rack 3 | Rack 3 | RU#42 | Panduit: CP48BL #2 |  | Panduit | Mini-Com | CP48BL | PAND394 |  |  |  | Nov 3 2014 6:10PM
Munich | Munich -> IDC -> Rack 3 | Rack 3 | RU#40 | Chatsworth Products: 11564-719 #2 |  | Chatsworth Products | Cable Management | 11564-719 | CHPR502 |  |  |  | Nov 3 2014 6:10PM
Munich | Munich -> IDC -> Rack 3 | Rack 3 | RU#38 | Panduit: CP48BL #1 |  | Panduit | Mini-Com | CP48BL | PAND394 |  |  |  | Nov 3 2014 6:10PM
Munich | Munich -> IDC -> Rack 3 | Rack 3 | RU#36 | Chatsworth Products: 11564-719 #1 |  | Chatsworth Products | Cable Management | 11564-719 | CHPR502 |  |  |  | Nov 3 2014 6:10PM
Munich | Munich -> IDC -> Rack 3 | Rack 3 | RU#35 | Linksys WRT54 router and DSL modem | NETWORK SERVICES | Panduit | NetFrame | NF4PSHLF19X23 | PAND260 |  |  |  | Nov 3 2014 6:09PM
Munich | Munich -> IDC -> Rack 3 | Rack 3 | RU#33 | Vernier Networks: EdgeWall 7000 #1 | NETWORK SERVICES | Vernier Networks | EdgeWall | EW7030 | VERN009 |  |  |  | Nov 3 2014 6:09PM
Munich | Munich -> IDC -> Rack 3 | Rack 3 | RU#11 | APC: AP7516 #1 | DATA CENTER OPERATIONS | APC | PDU | AP7516 | APCC380 |  |  |  | Nov 3 2014 6:09PM
Munich | Munich -> IDC -> Rack 3 | Rack 3 | RU#01 | Mun05-swb | NETWORK SERVICES | Cisco Systems | Catalyst 4500 | WS-C4506 | CSCA332 |  |  |  | Nov 3 2014 6:09PM
Munich | Munich -> IDC -> Rack 4 | Rack 4 | RU#44 | Chatsworth Products: 11564-719 #3 |  | Chatsworth Products | Cable Management | 11564-719 | CHPR502 |  |  |  | Nov 3 2014 6:12PM
Munich | Munich -> IDC -> Rack 4 | Rack 4 | RU#42 | Panduit: CP48BL #2 |  | Panduit | Mini-Com | CP48BL | PAND394 |  |  |  | Nov 3 2014 6:11PM
Munich | Munich -> IDC -> Rack 4 | Rack 4 | RU#40 | Chatsworth Products: 11564-719 #2 |  | Chatsworth Products | Cable Management | 11564-719 | CHPR502 |  |  |  | Nov 3 2014 6:11PM
Munich | Munich -> IDC -> Rack 4 | Rack 4 | RU#38 | Panduit: CP48BL #1 |  | Panduit | Mini-Com | CP48BL | PAND394 |  |  |  | Nov 3 2014 6:11PM
Munich | Munich -> IDC -> Rack 4 | Rack 4 | RU#36 | Chatsworth Products: 11564-719 #1 |  | Chatsworth Products | Cable Management | 11564-719 | CHPR502 |  |  |  | Nov 3 2014 6:11PM
Munich | Munich -> IDC -> Rack 4 | Rack 4 | RU#11 | APC: AP7516 #1 | DATA CENTER OPERATIONS | APC | PDU | AP7516 | APCC380 |  |  |  | Nov 3 2014 6:11PM
Munich | Munich -> IDC -> Rack 4 | Rack 4 | RU#09 | Huawei Quidway AR 28-31 (Colt) |  | Harmonic | Narrowcast Services Gateway | NSG 8108 | HMTL034 |  |  |  | Nov 3 2014 6:11PM
Munich | Munich -> IDC -> Rack 5 | Rack 5 | RU#11 | APC: AP7516 #1 | DATA CENTER OPERATIONS | APC | PDU | AP7516 | APCC380 |  |  |  | Nov 3 2014 6:12PM
Munich | Munich -> IDC -> Rack 5 | Rack 5 | RU#09 | Vicon Collector | PHYSICAL SECURITY | Generic Equipment Set | Server | 2U Server | GENR998 |  |  |  | Nov 3 2014 6:57PM
New York 1540 Broadway | New York 1540 Broadway -> New York (17th Floor Broadway) -> Rack 1 | Rack 1 | RU#43 | 2U cable manager1 |  | Chatsworth Products | Cable Management | 30130-719 | CHPR213 |  |  |  | Oct 14 2014 5:45PM
New York 1540 Broadway | New York 1540 Broadway -> New York (17th Floor Broadway) -> Rack 1 | Rack 1 | RU#41 | 48 port patch panel1 |  | Panduit | DP6 | DP48688TP | PAND226 |  |  |  | Oct 14 2014 5:45PM
New York 1540 Broadway | New York 1540 Broadway -> New York (17th Floor Broadway) -> Rack 1 | Rack 1 | RU#39 | 2U cable manager2 |  | Chatsworth Products | Cable Management | 30130-719 | CHPR213 |  |  |  | Oct 14 2014 5:45PM
New York 1540 Broadway | New York 1540 Broadway -> New York (17th Floor Broadway) -> Rack 1 | Rack 1 | RU#37 | 48 port patch panel2 |  | Panduit | DP6 | DP48688TP | PAND226 |  |  |  | Oct 14 2014 5:45PM
New York 1540 Broadway | New York 1540 Broadway -> New York (17th Floor Broadway) -> Rack 1 | Rack 1 | RU#35 | 2U cable manager3 |  | Chatsworth Products | Cable Management | 30130-719 | CHPR213 |  |  |  | Oct 14 2014 5:45PM
New York 1540 Broadway | New York 1540 Broadway -> New York (17th Floor Broadway) -> Rack 1 | Rack 1 | RU#33 | 48 port patch panel3 |  | Panduit | DP6 | DP48688TP | PAND226 |  |  |  | Oct 14 2014 5:45PM
New York 1540 Broadway | New York 1540 Broadway -> New York (17th Floor Broadway) -> Rack 1 | Rack 1 | RU#31 | 2U cable manager4 |  | Chatsworth Products | Cable Management | 30130-719 | CHPR213 |  |  |  | Oct 14 2014 5:45PM
New York 1540 Broadway | New York 1540 Broadway -> New York (17th Floor Broadway) -> Rack 1 | Rack 1 | RU#30 | 24 port panel |  | Panduit | Voice-Patch | VP24382TV25 | PAND718 |  |  |  | Oct 14 2014 5:44PM
New York 1540 Broadway | New York 1540 Broadway -> New York (17th Floor Broadway) -> Rack 1 | Rack 1 | RU#27 | nwykwan | NETWORK SERVICES | Cisco Systems | Cisco 3900 | Cisco3945/K9 | CISY860 |  |  |  | Oct 14 2014 5:44PM
New York 1540 Broadway | New York 1540 Broadway -> New York (17th Floor Broadway) -> Rack 1 | Rack 1 | RU#25 | nwyk-inetrtr | NETWORK SERVICES | Cisco Systems | Cisco 2800 | CISCO2821 | CISO577 |  |  |  | Oct 14 2014 5:44PM
New York 1540 Broadway | New York 1540 Broadway -> New York (17th Floor Broadway) -> Rack 1 | Rack 1 | RU#23 | 2U cable manager5 |  | Chatsworth Products | Cable Management | 30130-719 | CHPR213 |  |  |  | Oct 14 2014 5:44PM
New York 1540 Broadway | New York 1540 Broadway -> New York (17th Floor Broadway) -> Rack 1 | Rack 1 | RU#22 | nyinetfw1 | SECURITY SERVICES | Juniper Networks | SSG Series | SSG320M-AC | JUNP403 |  |  |  | Oct 14 2014 5:44PM
New York 1540 Broadway | New York 1540 Broadway -> New York (17th Floor Broadway) -> Rack 1 | Rack 1 | RU#20 | nwykwlc1 | NETWORK SERVICES | Cisco Systems | Cisco 4400 | AIR-WLC4404-100-K9 | CICO111 |  |  |  | Oct 14 2014 5:44PM
New York 1540 Broadway | New York 1540 Broadway -> New York (17th Floor Broadway) -> Rack 1 | Rack 1 | RU#19 | nwykwlc2 | NETWORK SERVICES | Cisco Systems | Cisco 4400 | AIR-WLC4404-100-K9 | CICO111 |  |  |  | Oct 14 2014 5:44PM
New York 1540 Broadway | New York 1540 Broadway -> New York (17th Floor Broadway) -> Rack 1 | Rack 1 | RU#18 | nyconsole-1 | DATA CENTER OPERATIONS | Avocent | ACS 6000 Series | ACS6016SAC-001 | AVOC279 |  |  |  | Oct 14 2014 5:44PM
New York 1540 Broadway | New York 1540 Broadway -> New York (17th Floor Broadway) -> Rack 1 | Rack 1 | RU#16 | nycidcpdu06 | DATA CENTER OPERATIONS | Raritan Computer | Dominion PX | DPCR20A-32 | RCI187 |  |  |  | Oct 14 2014 5:44PM
New York 1540 Broadway | New York 1540 Broadway -> New York (17th Floor Broadway) -> Rack 2 | Rack 2 | RU#43 | 2U cable manager1 |  | Chatsworth Products | Cable Management | 30130-719 | CHPR213 |  |  |  | Oct 14 2014 5:46PM
New York 1540 Broadway | New York 1540 Broadway -> New York (17th Floor Broadway) -> Rack 2 | Rack 2 | RU#41 | 48 port patch panel1 |  | Panduit | DP6 | DP48688TP | PAND226 |  |  |  | Oct 14 2014 5:46PM
New York 1540 Broadway | New York 1540 Broadway -> New York (17th Floor Broadway) -> Rack 2 | Rack 2 | RU#39 | 2U cable manager2 |  | Chatsworth Products | Cable Management | 30130-719 | CHPR213 |  |  |  | Oct 14 2014 5:46PM
New York 1540 Broadway | New York 1540 Broadway -> New York (17th Floor Broadway) -> Rack 2 | Rack 2 | RU#37 | 48 port patch panel2 |  | Panduit | DP6 | DP48688TP | PAND226 |  |  |  | Oct 14 2014 5:46PM
New York 1540 Broadway | New York 1540 Broadway -> New York (17th Floor Broadway) -> Rack 2 | Rack 2 | RU#35 | 2U cable manager3 |  | Chatsworth Products | Cable Management | 30130-719 | CHPR213 |  |  |  | Oct 14 2014 5:46PM
New York 1540 Broadway | New York 1540 Broadway -> New York (17th Floor Broadway) -> Rack 2 | Rack 2 | RU#33 | 48 port patch panel3 |  | Panduit | DP6 | DP48688TP | PAND226 |  |  |  | Oct 14 2014 5:46PM
New York 1540 Broadway | New York 1540 Broadway -> New York (17th Floor Broadway) -> Rack 2 | Rack 2 | RU#31 | 2U cable manager4 |  | Chatsworth Products | Cable Management | 30130-719 | CHPR213 |  |  |  | Oct 14 2014 5:46PM
New York 1540 Broadway | New York 1540 Broadway -> New York (17th Floor Broadway) -> Rack 2 | Rack 2 | RU#29 | 48 port patch panel4 |  | Panduit | DP6 | DP48688TP | PAND226 |  |  |  | Oct 14 2014 5:46PM
New York 1540 Broadway | New York 1540 Broadway -> New York (17th Floor Broadway) -> Rack 2 | Rack 2 | RU#27 | 2U cable manager5 |  | Chatsworth Products | Cable Management | 30130-719 | CHPR213 |  |  |  | Oct 14 2014 5:46PM
New York 1540 Broadway | New York 1540 Broadway -> New York (17th Floor Broadway) -> Rack 2 | Rack 2 | RU#25 | 48 port patch panel5 |  | Panduit | DP6 | DP48688TP | PAND226 |  |  |  | Oct 14 2014 5:46PM
New York 1540 Broadway | New York 1540 Broadway -> New York (17th Floor Broadway) -> Rack 2 | Rack 2 | RU#23 | 2U cable manager6 |  | Chatsworth Products | Cable Management | 30130-719 | CHPR213 |  |  |  | Oct 14 2014 5:46PM
New York 1540 Broadway | New York 1540 Broadway -> New York (17th Floor Broadway) -> Rack 2 | Rack 2 | RU#21 | 48 port patch panel |  | Panduit | DP6 | DP48688TP | PAND226 |  |  |  | Oct 14 2014 5:46PM
New York 1540 Broadway | New York 1540 Broadway -> New York (17th Floor Broadway) -> Rack 2 | Rack 2 | RU#18 | nycidcpdu05 | DATA CENTER OPERATIONS | Raritan Computer | Dominion PX | DPCR20A-32 | RCI187 |  |  |  | Oct 14 2014 5:46PM
New York 1540 Broadway | New York 1540 Broadway -> New York (17th Floor Broadway) -> Rack 2 | Rack 2 | RU#17 | nycidcpdu04 | DATA CENTER OPERATIONS | Raritan Computer | Remote Power Control | PCR8A-20L6 | RCI189 |  |  |  | Oct 14 2014 5:45PM
New York 1540 Broadway | New York 1540 Broadway -> New York (17th Floor Broadway) -> Rack 2 | Rack 2 | RU#01 | nwykcra | NETWORK SERVICES | Cisco Systems | Catalyst 6500 | WS-C6509 | CSCA203 |  |  |  | Oct 14 2014 5:45PM
New York 1540 Broadway | New York 1540 Broadway -> New York (17th Floor Broadway) -> Rack 3 | Rack 3 | RU#43 | 2U cable manager1 |  | Chatsworth Products | Cable Management | 30130-719 | CHPR213 |  |  |  | Oct 14 2014 5:47PM
New York 1540 Broadway | New York 1540 Broadway -> New York (17th Floor Broadway) -> Rack 3 | Rack 3 | RU#41 | 48 port patch panel1 |  | Panduit | DP6 | DP48688TP | PAND226 |  |  |  | Oct 14 2014 5:47PM
New York 1540 Broadway | New York 1540 Broadway -> New York (17th Floor Broadway) -> Rack 3 | Rack 3 | RU#39 | 2U cable manager2 |  | Chatsworth Products | Cable Management | 30130-719 | CHPR213 |  |  |  | Oct 14 2014 5:47PM
New York 1540 Broadway | New York 1540 Broadway -> New York (17th Floor Broadway) -> Rack 3 | Rack 3 | RU#37 | 48 port patch panel2 |  | Panduit | DP6 | DP48688TP | PAND226 |  |  |  | Oct 14 2014 5:47PM
New York 1540 Broadway | New York 1540 Broadway -> New York (17th Floor Broadway) -> Rack 3 | Rack 3 | RU#35 | 2U cable manager3 |  | Chatsworth Products | Cable Management | 30130-719 | CHPR213 |  |  |  | Oct 14 2014 5:47PM
New York 1540 Broadway | New York 1540 Broadway -> New York (17th Floor Broadway) -> Rack 3 | Rack 3 | RU#33 | 48 port patch panel3 |  | Panduit | DP6 | DP48688TP | PAND226 |  |  |  | Oct 14 2014 5:47PM
New York 1540 Broadway | New York 1540 Broadway -> New York (17th Floor Broadway) -> Rack 3 | Rack 3 | RU#33 | 48 port patch panel #1 |  | Panduit | DP6 | DP48688TP | PAND226 |  |  |  | Oct 14 2014 5:47PM
New York 1540 Broadway | New York 1540 Broadway -> New York (17th Floor Broadway) -> Rack 3 | Rack 3 | RU#31 | 2U cable manager4 |  | Chatsworth Products | Cable Management | 30130-719 | CHPR213 |  |  |  | Oct 14 2014 5:47PM
New York 1540 Broadway | New York 1540 Broadway -> New York (17th Floor Broadway) -> Rack 3 | Rack 3 | RU#29 | 48 port patch panel #2 |  | Panduit | DP6 | DP48688TP | PAND226 |  |  |  | Oct 14 2014 5:46PM
New York 1540 Broadway | New York 1540 Broadway -> New York (17th Floor Broadway) -> Rack 3 | Rack 3 | RU#29 | 48 port patch panel4 |  | Panduit | DP6 | DP48688TP | PAND226 |  |  |  | Oct 14 2014 5:46PM
New York 1540 Broadway | New York 1540 Broadway -> New York (17th Floor Broadway) -> Rack 3 | Rack 3 | RU#27 | 2U cable manager5 |  | Chatsworth Products | Cable Management | 30130-719 | CHPR213 |  |  |  | Oct 14 2014 5:46PM
New York 1540 Broadway | New York 1540 Broadway -> New York (17th Floor Broadway) -> Rack 3 | Rack 3 | RU#25 | 48 port patch panel #3 |  | Panduit | DP6 | DP48688TP | PAND226 |  |  |  | Oct 14 2014 5:46PM
New York 1540 Broadway | New York 1540 Broadway -> New York (17th Floor Broadway) -> Rack 3 | Rack 3 | RU#25 | 48 port patch panel5 |  | Panduit | DP6 | DP48688TP | PAND226 |  |  |  | Oct 14 2014 5:46PM
New York 1540 Broadway | New York 1540 Broadway -> New York (17th Floor Broadway) -> Rack 3 | Rack 3 | RU#23 | 2U cable manager6 |  | Chatsworth Products | Cable Management | 30130-719 | CHPR213 |  |  |  | Oct 14 2014 5:46PM
New York 1540 Broadway | New York 1540 Broadway -> New York (17th Floor Broadway) -> Rack 3 | Rack 3 | RU#21 | 48 port patch panel6 |  | Panduit | DP6 | DP48688TP | PAND226 |  |  |  | Oct 14 2014 5:46PM
New York 1540 Broadway | New York 1540 Broadway -> New York (17th Floor Broadway) -> Rack 4 | Rack 4 | RU#43 | 48 port patch panel1 |  | Panduit | DP6 | DP48688TP | PAND226 |  |  |  | Oct 14 2014 5:48PM
New York 1540 Broadway | New York 1540 Broadway -> New York (17th Floor Broadway) -> Rack 4 | Rack 4 | RU#41 | 2U cable manager1 |  | Chatsworth Products | Cable Management | 30130-719 | CHPR213 |  |  |  | Oct 14 2014 5:48PM
New York 1540 Broadway | New York 1540 Broadway -> New York (17th Floor Broadway) -> Rack 4 | Rack 4 | RU#39 | 48 port patch panel2 |  | Panduit | DP6 | DP48688TP | PAND226 |  |  |  | Oct 14 2014 5:48PM
New York 1540 Broadway | New York 1540 Broadway -> New York (17th Floor Broadway) -> Rack 4 | Rack 4 | RU#37 | 2U cable manager2 |  | Chatsworth Products | Cable Management | 30130-719 | CHPR213 |  |  |  | Oct 14 2014 5:48PM
New York 1540 Broadway | New York 1540 Broadway -> New York (17th Floor Broadway) -> Rack 4 | Rack 4 | RU#35 | 48 port patch panel3 |  | Panduit | DP6 | DP48688TP | PAND226 |  |  |  | Oct 14 2014 5:48PM
New York 1540 Broadway | New York 1540 Broadway -> New York (17th Floor Broadway) -> Rack 4 | Rack 4 | RU#33 | 2U cable manager3 |  | Chatsworth Products | Cable Management | 30130-719 | CHPR213 |  |  |  | Oct 14 2014 5:48PM
New York 1540 Broadway | New York 1540 Broadway -> New York (17th Floor Broadway) -> Rack 4 | Rack 4 | RU#31 | 48 port patch panel4 |  | Panduit | DP6 | DP48688TP | PAND226 |  |  |  | Oct 14 2014 5:48PM
New York 1540 Broadway | New York 1540 Broadway -> New York (17th Floor Broadway) -> Rack 4 | Rack 4 | RU#29 | 2U cable manager4 |  | Chatsworth Products | Cable Management | 30130-719 | CHPR213 |  |  |  | Oct 14 2014 5:48PM
New York 1540 Broadway | New York 1540 Broadway -> New York (17th Floor Broadway) -> Rack 4 | Rack 4 | RU#27 | 48 port patch panel5 |  | Panduit | DP6 | DP48688TP | PAND226 |  |  |  | Oct 14 2014 5:48PM
New York 1540 Broadway | New York 1540 Broadway -> New York (17th Floor Broadway) -> Rack 4 | Rack 4 | RU#25 | 2U cable manager5 |  | Chatsworth Products | Cable Management | 30130-719 | CHPR213 |  |  |  | Oct 14 2014 5:48PM
New York 1540 Broadway | New York 1540 Broadway -> New York (17th Floor Broadway) -> Rack 4 | Rack 4 | RU#23 | 48 port patch panel |  | Panduit | DP6 | DP48688TP | PAND226 |  |  |  | Oct 14 2014 5:48PM
New York 1540 Broadway | New York 1540 Broadway -> New York (17th Floor Broadway) -> Rack 4 | Rack 4 | RU#21 | 2U cable manager |  | Chatsworth Products | Cable Management | 30130-719 | CHPR213 |  |  |  | Oct 14 2014 5:47PM
New York 1540 Broadway | New York 1540 Broadway -> New York (17th Floor Broadway) -> Rack 4 | Rack 4 | RU#16 | nycidcpdu03 | DATA CENTER OPERATIONS | Raritan Computer | Remote Power Control | PCR8A-20L6 | RCI189 |  |  |  | Oct 14 2014 5:47PM
New York 1540 Broadway | New York 1540 Broadway -> New York (17th Floor Broadway) -> Rack 4 | Rack 4 | RU#01 | nwykcrb | NETWORK SERVICES | Cisco Systems | Catalyst 6500 | WS-C6509 | CSCA203 |  |  |  | Oct 14 2014 5:47PM
New York 1540 Broadway | New York 1540 Broadway -> New York (17th Floor Broadway) -> Rack 5 | Rack 5 | RU#44 | 48 port patch panel |  | Panduit | DP6 | DP48688TP | PAND226 |  |  |  | Oct 14 2014 5:49PM
New York 1540 Broadway | New York 1540 Broadway -> New York (17th Floor Broadway) -> Rack 5 | Rack 5 | RU#42 | kvm-ny1 | DATA CENTER OPERATIONS | Raritan Computer | Dominion KX II | DKX2-216 | RCI149 |  |  |  | Oct 14 2014 5:49PM
New York 1540 Broadway | New York 1540 Broadway -> New York (17th Floor Broadway) -> Rack 5 | Rack 5 | RU#29 | Security NVR (Kollector Strike) |  | Generic Altima Technologies Rackmountable | General Rackmount Equipment | 2U Server | 0GRM080 |  |  |  | Oct 14 2014 5:49PM
New York 1540 Broadway | New York 1540 Broadway -> New York (17th Floor Broadway) -> Rack 5 | Rack 5 | RU#28 | newykwaas-01 | NETWORK SERVICES | Cisco Systems | WAE Series | WAE-612-K9 | CICO784 |  |  |  | Oct 14 2014 5:49PM
New York 1540 Broadway | New York 1540 Broadway -> New York (17th Floor Broadway) -> Rack 5 | Rack 5 | RU#22 | Keyboard/Monitor/Mouse |  | Raritan Computer | Dominion KX | KX416 Rackmount | RCI143 |  |  |  | Oct 14 2014 5:48PM
New York 1540 Broadway | New York 1540 Broadway -> New York (17th Floor Broadway) -> Rack 5 | Rack 5 | RU#20 | nyadovm01 | DATA CENTER OPERATIONS | Hewlett-Packard | ProLiant | DL380 G6 - SFF | HEPD897 | 2M245000HJ |  | 10.32.70.40 | Oct 14 2014 5:48PM
New York 1540 Broadway | New York 1540 Broadway -> New York (17th Floor Broadway) -> Rack 5 | Rack 5 | RU#01 | nycidcups01 | DATA CENTER OPERATIONS | APC | Symmetra | SYA16K16RMI | APCC584 |  |  |  | Oct 14 2014 5:48PM
New York 1540 Broadway | New York 1540 Broadway -> New York (17th Floor Broadway) -> Rack 5 -> nycidcups01 | nycidcups01 | Slot#7 | SYPD4 |  | APC | Symmetra | SYPD4 | APCC587 |  |  |  | Oct 14 2014 5:48PM
New York 1540 Broadway | New York 1540 Broadway -> New York (17th Floor Broadway) -> Rack 5 -> nycidcups01 | nycidcups01 | Slot#6 | SYPD8 |  | APC | Symmetra | SYPD8 | APCC589 |  |  |  | Oct 14 2014 5:48PM
New York 1540 Broadway | New York 1540 Broadway -> New York (17th Floor Broadway) -> Rack 5 -> nycidcups01 | nycidcups01 | Slot#5 | SYPD8 |  | APC | Symmetra | SYPD8 | APCC589 |  |  |  | Oct 14 2014 5:48PM
New York 1540 Broadway | New York 1540 Broadway -> New York (9th Floor Broadway) -> AV Rack | AV Rack | RU#44 | 2U Horizontal Cable Manager |  | Panduit | PatchLink | WMPF1E | PAND771 |  |  |  | Oct 14 2014 6:00PM
New York 1540 Broadway | New York 1540 Broadway -> New York (9th Floor Broadway) -> AV Rack | AV Rack | RU#42 | 36 Cat. 6 ties to IT Rack |  | Panduit | DP5e | DP485E88TV25 | PNDT449 |  |  |  | Oct 14 2014 6:00PM
New York 1540 Broadway | New York 1540 Broadway -> New York (9th Floor Broadway) -> IT Rack #1 | IT Rack #1 | RU#43 | 12 Pair MM Fiber to 17th Floor MDC |  | Generic Equipment Set | Patch Panel | 2U 24-Port Fiber Patch Panel | GENR972 |  |  |  | Oct 14 2014 6:01PM
New York 1540 Broadway | New York 1540 Broadway -> New York (9th Floor Broadway) -> IT Rack #1 | IT Rack #1 | RU#41 | 2U Horizontal Cable Manager1 |  | Panduit | PatchLink | WMP1E | PAND770 |  |  |  | Oct 14 2014 6:01PM
New York 1540 Broadway | New York 1540 Broadway -> New York (9th Floor Broadway) -> IT Rack #1 | IT Rack #1 | RU#40 | 1U 24-port Patch Panel (ties to 17th Floor MDC) |  | Panduit | Coupler Patch Panel | CPKC24BL | PAND233 |  |  |  | Oct 14 2014 6:01PM
New York 1540 Broadway | New York 1540 Broadway -> New York (9th Floor Broadway) -> IT Rack #1 | IT Rack #1 | RU#38 | 2U 48-port Patch Panel1 |  | Panduit | DP5e | DP485E88TV25 | PNDT449 |  |  |  | Oct 14 2014 6:01PM
New York 1540 Broadway | New York 1540 Broadway -> New York (9th Floor Broadway) -> IT Rack #1 | IT Rack #1 | RU#36 | 2U 48-port Patch Panel2 |  | Panduit | DP5e | DP485E88TV25 | PNDT449 |  |  |  | Oct 14 2014 6:01PM
New York 1540 Broadway | New York 1540 Broadway -> New York (9th Floor Broadway) -> IT Rack #1 | IT Rack #1 | RU#34 | 2U 48-port Patch Panel3 |  | Panduit | DP5e | DP485E88TV25 | PNDT449 |  |  |  | Oct 14 2014 6:00PM
New York 1540 Broadway | New York 1540 Broadway -> New York (9th Floor Broadway) -> IT Rack #1 | IT Rack #1 | RU#32 | 2U 48-port Patch Panel4 |  | Panduit | DP5e | DP485E88TV25 | PNDT449 |  |  |  | Oct 14 2014 6:00PM
New York 1540 Broadway | New York 1540 Broadway -> New York (9th Floor Broadway) -> IT Rack #1 | IT Rack #1 | RU#30 | 2U 48-port Patch Panel5 |  | Panduit | DP5e | DP485E88TV25 | PNDT449 |  |  |  | Oct 14 2014 6:00PM
New York 1540 Broadway | New York 1540 Broadway -> New York (9th Floor Broadway) -> IT Rack #1 | IT Rack #1 | RU#28 | 2U 48-port Patch Panel6 |  | Panduit | DP5e | DP485E88TV25 | PNDT449 |  |  |  | Oct 14 2014 6:00PM
New York 1540 Broadway | New York 1540 Broadway -> New York (9th Floor Broadway) -> IT Rack #1 | IT Rack #1 | RU#26 | 2U 48-port Patch Panel7 |  | Panduit | DP5e | DP485E88TV25 | PNDT449 |  |  |  | Oct 14 2014 6:00PM
New York 1540 Broadway | New York 1540 Broadway -> New York (9th Floor Broadway) -> IT Rack #1 | IT Rack #1 | RU#24 | 2U Horizontal Cable Manager2 |  | Panduit | PatchLink | WMP1E | PAND770 |  |  |  | Oct 14 2014 6:00PM
New York 1540 Broadway | New York 1540 Broadway -> New York (9th Floor Broadway) -> IT Rack #1 | IT Rack #1 | RU#07 | Nwyr09sa | NETWORK SERVICES | Cisco Systems | Catalyst 6500 | WS-C6509-2 | CICO323 |  |  |  | Oct 14 2014 6:14PM
New York 1540 Broadway | New York 1540 Broadway -> New York (9th Floor Broadway) -> IT Rack #1 | IT Rack #1 | RU#01 | nycidcups01 | DATA CENTER OPERATIONS | Liebert | UPStation | GXT2-10000RT208 | LIEB798 | 1207600166BW0F3 |  | 10.32.66.17 | Oct 14 2014 6:16PM
New York East 16th Street | My Staging Area -> EF -> New York(16th St-EF-old -> Rack #1 | Rack #1 | RU#40 | Unknown Server #4 (unlabeled) |  | Generic Altima Technologies Rackmountable | General Rackmount Equipment | 1U Server | 0GRM076 |  |  |  | Oct 16 2014 1:56PM
New York East 16th Street | My Staging Area -> EF -> New York(16th St-EF-old -> Rack #1 | Rack #1 | RU#39 | Unknown Server #3 (unlabeled) |  | Generic Altima Technologies Rackmountable | General Rackmount Equipment | 1U Server | 0GRM076 |  |  |  | Oct 16 2014 1:56PM
New York East 16th Street | My Staging Area -> EF -> New York(16th St-EF-old -> Rack #1 | Rack #1 | RU#38 | Unknown Server #2 (unlabeled) |  | Generic Altima Technologies Rackmountable | General Rackmount Equipment | 1U Server | 0GRM076 |  |  |  | Oct 16 2014 1:56PM
New York East 16th Street | My Staging Area -> EF -> New York(16th St-EF-old -> Rack #1 | Rack #1 | RU#37 | Unknown Server #1 (unlabeled) |  | Generic Altima Technologies Rackmountable | General Rackmount Equipment | 1U Server | 0GRM076 |  |  |  | Oct 16 2014 1:56PM
New York East 16th Street | My Staging Area -> EF -> New York(16th St-EF-old -> Rack #1 | Rack #1 | RU#19 | Shelf |  | Generic Equipment Set | Shelf | 19 Inch 1U Shelf | GENR944 |  |  |  | Oct 16 2014 1:56PM
New York East 16th Street | My Staging Area -> EF -> New York(16th St-EF-old -> Rack #1 -> Shelf | Shelf | InOutPlug#4 | EFNYSRV |  | Dell Computer | Dimension | Dimension 2400 | DELL701 |  |  |  | Oct 16 2014 1:56PM
New York East 16th Street | My Staging Area -> EF -> New York(16th St-EF-old -> Rack #2 | Rack #2 | RU#41 | ISP-00 |  | Cisco Systems | IAD2400 Series | IAD2421-16FXS | CISO298 |  |  |  | Oct 16 2014 1:58PM
New York East 16th Street | My Staging Area -> EF -> New York(16th St-EF-old -> Rack #2 | Rack #2 | RU#39 | MITEL-01 |  | Mitel | ICP | 3300 MXe Controller | MITL002 |  |  |  | Oct 16 2014 1:57PM
New York East 16th Street | My Staging Area -> EF -> New York(16th St-EF-old -> Rack #2 | Rack #2 | RU#38 | GW-00 |  | Juniper Networks | SRX Series | SRX240 | JUNP697 |  |  |  | Oct 16 2014 1:57PM
New York East 16th Street | My Staging Area -> EF -> New York(16th St-EF-old -> Rack #2 | Rack #2 | RU#37 | Unlabeled Juniper EX 3200 Switch #2 |  | Juniper Networks | EX Series | EX 3200-48P | JUNP613 |  |  |  | Oct 16 2014 1:57PM
New York East 16th Street | My Staging Area -> EF -> New York(16th St-EF-old -> Rack #2 | Rack #2 | RU#36 | 1U blanking Panel |  | Generic Equipment Set | Panel | Blank 1U Panel | GENR259 |  |  |  | Oct 16 2014 1:57PM
New York East 16th Street | My Staging Area -> EF -> New York(16th St-EF-old -> Rack #2 | Rack #2 | RU#34 | Voice Patch Panel (ports 1 – 48) |  | Generic Equipment Set | 1100CAT5 | Patch Panel 48-Port | GENR674 |  |  |  | Oct 16 2014 1:57PM
New York East 16th Street | My Staging Area -> EF -> New York(16th St-EF-old -> Rack #2 | Rack #2 | RU#33 | Voice Patch Panel (ports 49 – 72) |  | Generic Equipment Set | Patch Panel | 1U 24-Port Fiber Patch Panel | GENR971 |  |  |  | Oct 16 2014 1:57PM
New York East 16th Street | My Staging Area -> EF -> New York(16th St-EF-old -> Rack #2 | Rack #2 | RU#31 | 2U Horizontal Cable Management |  | Generic Patch Panel Icons | Generic Patch Panel | 2U Cable Manager | PP196 |  |  |  | Oct 16 2014 1:57PM
New York East 16th Street | My Staging Area -> EF -> New York(16th St-EF-old -> Rack #2 | Rack #2 | RU#29 | Data Patch Panel (ports 1 – 48) |  | Generic Equipment Set | 1100CAT5 | Patch Panel 48-Port | GENR674 |  |  |  | Oct 16 2014 1:57PM
New York East 16th Street | My Staging Area -> EF -> New York(16th St-EF-old -> Rack #2 | Rack #2 | RU#28 | Data Patch Panel (ports 49 – 72) |  | Generic Equipment Set | Patch Panel | 1U 24-Port RJ45 Patch Panel | GENR976 |  |  |  | Oct 16 2014 1:57PM
New York East 16th Street | My Staging Area -> EF -> New York(16th St-EF-old -> Rack #2 | Rack #2 | RU#27 | VM-00 |  | Generic Altima Technologies Rackmountable | General Rackmount Equipment | 1U Server | 0GRM076 |  |  |  | Oct 16 2014 1:57PM
New York East 16th Street | My Staging Area -> EF -> New York(16th St-EF-old -> Rack #2 | Rack #2 | RU#26 | Unlabeled Juniper EX 3200 Switch #1 |  | Juniper Networks | EX Series | EX 3200-48P | JUNP613 |  |  |  | Oct 16 2014 1:57PM
New York East 16th Street | My Staging Area -> EF -> New York(16th St-EF-old -> Rack #2 | Rack #2 | RU#20 | 19 Inch 1U Shelf |  | Generic Equipment Set | Shelf | 19 Inch 1U Shelf | GENR944 |  |  |  | Oct 16 2014 1:58PM
New York East 16th Street | My Staging Area -> EF -> New York(16th St-EF-old -> Rack #2 | Rack #2 | RU#12 | 19 Inch 1U Shelf |  | Generic Equipment Set | Shelf | 19 Inch 1U Shelf | GENR944 |  |  |  | Oct 16 2014 1:58PM
New York East 16th Street | My Staging Area -> EF -> New York(16th St-EF-old -> Rack #2 | Rack #2 | RU#10 | UPS #3 |  | Tripp Lite | SmartPro | SM1000RM2UTAA-F | TRIP325 |  |  |  | Oct 16 2014 1:57PM
New York East 16th Street | My Staging Area -> EF -> New York(16th St-EF-old -> Rack #2 | Rack #2 | RU#08 | UPS #2 |  | Tripp Lite | SmartPro | SM1000RM2UTAA-F | TRIP325 |  |  |  | Oct 16 2014 1:57PM
New York East 16th Street | My Staging Area -> EF -> New York(16th St-EF-old -> Rack #2 | Rack #2 | RU#05 | UPS #1 |  | Tripp Lite | SmartOnline | SU6000RT3UPM | TRIP365 |  |  |  | Oct 16 2014 1:57PM
New York East 16th Street | My Staging Area -> EF -> New York(16th St-EF-old -> Rack #2 | Rack #2 | RU#01 | External Battery for UPS #1 |  | Tripp Lite | BP Series | BP240V10RT3U | TRIP341 |  |  |  | Oct 16 2014 1:56PM
New York East 16th Street | My Staging Area -> EF -> New York(16th St-EF-old -> Rack #2 -> 19 Inch 1U Shelf | 19 Inch 1U Shelf | InOutPlug#5 | FS-00 #1 |  | Dell Computer | Precision | Precision 470 | DELL740 |  |  |  | Oct 16 2014 1:58PM
New York East 16th Street | My Staging Area -> EF -> New York(16th St-EF-old -> Rack #2 -> 19 Inch 1U Shelf | 19 Inch 1U Shelf | InOutPlug#4 | Generic: 15 Inch LCD #1 |  | Generic Altima Technologies Rackmountable | CRT Monitors | 15 Inch LCD | 0GRM172 |  |  |  | Oct 16 2014 1:58PM
New York East 16th Street | My Staging Area -> EF -> New York(16th St-EF-old -> Rack #2 -> 19 Inch 1U Shelf | 19 Inch 1U Shelf | InOutPlug#3 | FS-00 #2 |  | Dell Computer | Precision | Precision 470 | DELL740 |  |  |  | Oct 16 2014 1:58PM
New York East 16th Street | New York East 16th Street -> New York(16th St - EF) -> Rack #1 | Rack #1 | RU#42 | ISP-00 | NETWORK SERVICES | Cisco Systems | IAD2400 Series | IAD2421-16FXS | CISO298 |  |  |  | Oct 16 2014 2:01PM
New York East 16th Street | New York East 16th Street -> New York(16th St - EF) -> Rack #1 | Rack #1 | RU#41 | MITEL-01 | NETWORK SERVICES | Mitel | ICP | 3300 CITELlink Gateway | MITL038 |  |  |  | Oct 16 2014 2:01PM
New York East 16th Street | New York East 16th Street -> New York(16th St - EF) -> Rack #1 | Rack #1 | RU#11 | GW-00 | NETWORK SERVICES | Juniper Networks | SRX Series | SRX240 | JUNP697 |  |  |  | Oct 16 2014 2:00PM
New York East 16th Street | New York East 16th Street -> New York(16th St - EF) -> Rack #1 | Rack #1 | RU#37 | Cisco 3945 | NETWORK SERVICES | Cisco Systems | Cisco 3900 | Cisco3945/K9 | CISY860 |  |  |  | Oct 16 2014 2:01PM
New York East 16th Street | New York East 16th Street -> New York(16th St - EF) -> Rack #1 | Rack #1 | RU#36 | Cisco 5508 | NETWORK SERVICES | Cisco Systems | Cisco 5500 | AIR-CT5508-25-K9 | CISO656 |  |  |  | Oct 16 2014 2:01PM
New York East 16th Street | New York East 16th Street -> New York(16th St - EF) -> Rack #1 | Rack #1 | RU#35 | Cisco 694 | NETWORK SERVICES | Generic Altima Technologies Rackmountable | General Rackmount Equipment | 1U Server | 0GRM076 |  |  |  | Oct 16 2014 2:01PM
New York East 16th Street | New York East 16th Street -> New York(16th St - EF) -> Rack #1 | Rack #1 | RU#34 | 1U Cable Manager #3 |  | Generic Patch Panel Icons | Generic Patch Panel | 1U Cable Manager | PP195 |  |  |  | Oct 16 2014 2:00PM
New York East 16th Street | New York East 16th Street -> New York(16th St - EF) -> Rack #1 | Rack #1 | RU#33 | Data Ports (x24) |  | Generic Equipment Set | Patch Panel | 1U 24-Port RJ45 Patch Panel | GENR976 |  |  |  | Oct 16 2014 2:00PM
New York East 16th Street | New York East 16th Street -> New York(16th St - EF) -> Rack #1 | Rack #1 | RU#31 | Data Ports (x48) |  | Generic Equipment Set | 1100CAT5 | Patch Panel 48-Port | GENR674 |  |  |  | Oct 16 2014 2:00PM
New York East 16th Street | New York East 16th Street -> New York(16th St - EF) -> Rack #1 | Rack #1 | RU#30 | 1U Cable Manager #1 |  | Generic Patch Panel Icons | Generic Patch Panel | 1U Cable Manager | PP195 |  |  |  | Oct 16 2014 2:00PM
New York East 16th Street | New York East 16th Street -> New York(16th St - EF) -> Rack #1 | Rack #1 | RU#29 | Voice Ports (x24) |  | Generic Equipment Set | Patch Panel | 1U 24-Port RJ45 Patch Panel | GENR976 |  |  |  | Oct 16 2014 2:00PM
New York East 16th Street | New York East 16th Street -> New York(16th St - EF) -> Rack #1 | Rack #1 | RU#27 | Voice Ports (x48) |  | Generic Equipment Set | 1100CAT5 | Patch Panel 48-Port | GENR674 |  |  |  | Oct 16 2014 2:00PM
New York East 16th Street | New York East 16th Street -> New York(16th St - EF) -> Rack #1 | Rack #1 | RU#26 | 1U Cable Manager #2 |  | Generic Patch Panel Icons | Generic Patch Panel | 1U Cable Manager | PP195 |  |  |  | Oct 16 2014 2:00PM
New York East 16th Street | New York East 16th Street -> New York(16th St - EF) -> Rack #1 | Rack #1 | RU#25 | New Ports (x24) |  | Generic Equipment Set | Patch Panel | 1U 24-Port RJ45 Patch Panel | GENR976 |  |  |  | Oct 16 2014 2:00PM
New York East 16th Street | New York East 16th Street -> New York(16th St - EF) -> Rack #1 | Rack #1 | RU#23 | New Ports (x48) |  | Generic Equipment Set | 1100CAT5 | Patch Panel 48-Port | GENR674 |  |  |  | Oct 16 2014 2:00PM
New York East 16th Street | New York East 16th Street -> New York(16th St - EF) -> Rack #1 | Rack #1 | RU#21 | 2U Cable Manager #1 |  | Generic Patch Panel Icons | Generic Patch Panel | 2U Cable Manager | PP196 |  |  |  | Oct 16 2014 2:00PM
New York East 16th Street | New York East 16th Street -> New York(16th St - EF) -> Rack #1 | Rack #1 | RU#20 | Cisco Catalyst 3750 #4 | NETWORK SERVICES | Cisco Systems | Catalyst 3750 | WS-C3750-48PS-S | CISO356 |  |  |  | Oct 16 2014 2:00PM
New York East 16th Street | New York East 16th Street -> New York(16th St - EF) -> Rack #1 | Rack #1 | RU#19 | Cisco 3750 #1 | NETWORK SERVICES | Cisco Systems | Catalyst 3750 | WS-C3750-48PS-S | CISO356 |  |  |  | Oct 16 2014 2:00PM
New York East 16th Street | New York East 16th Street -> New York(16th St - EF) -> Rack #1 | Rack #1 | RU#17 | 2U Cable Manager #2 |  | Generic Patch Panel Icons | Generic Patch Panel | 2U Cable Manager | PP196 |  |  |  | Oct 16 2014 2:00PM
New York East 16th Street | New York East 16th Street -> New York(16th St - EF) -> Rack #1 | Rack #1 | RU#16 | Cisco 3750 #2 | NETWORK SERVICES | Cisco Systems | Catalyst 3750 | WS-C3750-48PS-S | CISO356 |  |  |  | Oct 16 2014 2:00PM
New York East 16th Street | New York East 16th Street -> New York(16th St - EF) -> Rack #1 | Rack #1 | RU#15 | Cisco 3750 #3 | NETWORK SERVICES | Cisco Systems | Catalyst 3750 | WS-C3750-48PS-S | CISO356 |  |  |  | Oct 16 2014 2:00PM
New York East 16th Street | New York East 16th Street -> New York(16th St - EF) -> Rack #1 | Rack #1 | RU#08 | Security NVR | DATA CENTER OPERATIONS | Generic Altima Technologies Rackmountable | General Rackmount Equipment | 3U Server | 0GRM083 |  |  |  | Oct 16 2014 1:59PM
New York East 16th Street | New York East 16th Street -> New York(16th St - EF) -> Rack #1 | Rack #1 | RU#05 | UPS | DATA CENTER OPERATIONS | Tripp Lite | SmartOnline | SU6000RT3UPM | TRIP365 |  |  |  | Oct 16 2014 1:59PM
New York East 16th Street | New York East 16th Street -> New York(16th St - EF) -> Rack #1 | Rack #1 | RU#01 | External Battery for UPS | DATA CENTER OPERATIONS | Tripp Lite | BP Series | BP240V10RT3U | TRIP341 |  |  |  | Oct 16 2014 1:59PM
Newton | Newton -> Newton IDC-339 (large room) -> Rack #1 (4-post) | Rack #1 (4-post) | RU#40 | KVMNEWTON1 | DATA CENTER OPERATIONS | Raritan Computer | Dominion KX II | DKX2-864 | RCI199 |  |  |  | Oct 14 2014 1:35PM
Newton | Newton -> Newton IDC-339 (large room) -> Rack #1 (4-post) | Rack #1 (4-post) | RU#31 | 19 Inch 1U Shelf |  | Generic Equipment Set | Shelf | 19 Inch 1U Shelf | GENR944 |  |  |  | Oct 14 2014 3:47PM
Newton | Newton -> Newton IDC-339 (large room) -> Rack #1 (4-post) | Rack #1 (4-post) | RU#30 | NWTN-WAAS01 | NETWORK SERVICES | Generic Altima Technologies Rackmountable | General Rackmount Equipment | 1U Server | 0GRM076 |  |  |  | Oct 14 2014 1:35PM
Newton | Newton -> Newton IDC-339 (large room) -> Rack #1 (4-post) | Rack #1 (4-post) | RU#28 | NTNADOVM01 | DATA CENTER OPERATIONS | Hewlett-Packard | ProLiant | DL380p G8 - SFF | HEPC893 |  |  | 10.33.224.71 | Oct 14 2014 1:35PM
Newton | Newton -> Newton IDC-339 (large room) -> Rack #1 (4-post) | Rack #1 (4-post) | RU#07 | 19 Inch 1U Shelf |  | Generic Equipment Set | Shelf | 19 Inch 1U Shelf | GENR944 |  |  |  | Oct 14 2014 3:47PM
Newton | Newton -> Newton IDC-339 (large room) -> Rack #1 (4-post) | Rack #1 (4-post) | RU#01 | UPS (GTX3-10000RT208) | DATA CENTER OPERATIONS | Liebert | UPStation | GXT2-10000RT208 | LIEB798 |  |  |  | Oct 14 2014 1:35PM
Newton | Newton -> Newton IDC-339 (large room) -> Rack #1 (4-post) -> 19 Inch 1U Shelf | 19 Inch 1U Shelf | InOutPlug#7 | Ds-bos-kitchen |  | Dell Computer | OptiPlex | OptiPlex 755 MT | DELC034 |  |  |  | Oct 14 2014 1:35PM
Newton | Newton -> Newton IDC-339 (large room) -> Rack #1 (4-post) -> 19 Inch 1U Shelf | 19 Inch 1U Shelf | InOutPlug#1 | Ds-bos-lobby |  | Dell Computer | OptiPlex | OptiPlex 755 MT | DELC034 |  |  |  | Oct 14 2014 1:35PM
Newton | Newton -> Newton IDC-339 (large room) -> Rack #1 (4-post) -> NTNADOVM01 | NTNADOVM01 | Slot#9 | 662883-B21 |  | Hewlett-Packard | ProLiant | 662883-B21 | HEPC894 |  |  |  | Oct 14 2014 1:35PM
Newton | Newton -> Newton IDC-339 (large room) -> Rack #2 (2-post) | Rack #2 (2-post) | RU#45 | Cat 6 (x6) Ties to Small IT Room |  | Generic Equipment Set | Patch Panel | 1U 24-Port RJ45 Patch Panel | GENR976 |  |  |  | Oct 14 2014 1:37PM
Newton | Newton -> Newton IDC-339 (large room) -> Rack #2 (2-post) | Rack #2 (2-post) | RU#44 | Fiber Patch Panel #2 |  | Cisco Systems | Cisco 5500 | AIR-CT5508-25-K9 | CISO656 |  |  |  | Oct 14 2014 1:37PM
Newton | Newton -> Newton IDC-339 (large room) -> Rack #2 (2-post) | Rack #2 (2-post) | RU#43 | Fiber Patch Panel #1 |  | Generic Equipment Set | 1100CAT5 | Patch Panel 48-Port | GENR674 |  |  |  | Oct 14 2014 1:37PM
Newton | Newton -> Newton IDC-339 (large room) -> Rack #2 (2-post) | Rack #2 (2-post) | RU#40 | 48-Port RJ45 Patch Panel |  | Generic Equipment Set | 1100CAT5 | Patch Panel 48-Port | GENR674 |  |  |  | Oct 14 2014 1:37PM
Newton | Newton -> Newton IDC-339 (large room) -> Rack #2 (2-post) | Rack #2 (2-post) | RU#38 | 48-Port RJ45 Patch Panel |  | Generic Equipment Set | 1100CAT5 | Patch Panel 48-Port | GENR674 |  |  |  | Oct 14 2014 1:37PM
Newton | Newton -> Newton IDC-339 (large room) -> Rack #2 (2-post) | Rack #2 (2-post) | RU#36 | 48-Port RJ45 Patch Panel |  | Generic Equipment Set | 1100CAT5 | Patch Panel 48-Port | GENR674 |  |  |  | Oct 14 2014 1:37PM
Newton | Newton -> Newton IDC-339 (large room) -> Rack #2 (2-post) | Rack #2 (2-post) | RU#34 | 48-Port RJ45 Patch Panel |  | Generic Equipment Set | 1100CAT5 | Patch Panel 48-Port | GENR674 |  |  |  | Oct 14 2014 1:37PM
Newton | Newton -> Newton IDC-339 (large room) -> Rack #2 (2-post) | Rack #2 (2-post) | RU#32 | 48-Port RJ45 Patch Panel |  | Generic Equipment Set | 1100CAT5 | Patch Panel 48-Port | GENR674 |  |  |  | Oct 14 2014 1:37PM
Newton | Newton -> Newton IDC-339 (large room) -> Rack #2 (2-post) | Rack #2 (2-post) | RU#30 | 48-Port RJ45 Patch Panel |  | Generic Equipment Set | 1100CAT5 | Patch Panel 48-Port | GENR674 |  |  |  | Oct 14 2014 1:37PM
Newton | Newton -> Newton IDC-339 (large room) -> Rack #2 (2-post) | Rack #2 (2-post) | RU#28 | 48-Port RJ45 Patch Panel |  | Generic Equipment Set | 1100CAT5 | Patch Panel 48-Port | GENR674 |  |  |  | Oct 14 2014 1:37PM
Newton | Newton -> Newton IDC-339 (large room) -> Rack #2 (2-post) | Rack #2 (2-post) | RU#26 | Console |  | Avocent | ACS 6000 Series | ACS6032SAC-001 | AVOC287 |  |  |  | Oct 14 2014 1:36PM
Newton | Newton -> Newton IDC-339 (large room) -> Rack #2 (2-post) | Rack #2 (2-post) | RU#24 | connewton | DATA CENTER OPERATIONS | Avocent | CCM Series | CCM4850 | AVOC162 |  |  |  | Oct 14 2014 1:36PM
Newton | Newton -> Newton IDC-339 (large room) -> Rack #2 (2-post) | Rack #2 (2-post) | RU#19 | NWTNWLC-01 | NETWORK SERVICES | Cisco Systems | Cisco 5500 | AIR-CT5508-25-K9 | CISO656 |  |  |  | Oct 14 2014 1:36PM
Newton | Newton -> Newton IDC-339 (large room) -> Rack #2 (2-post) | Rack #2 (2-post) | RU#16 | Internet Router | NETWORK SERVICES | Cisco Systems | Cisco 3800 | CISCO3845 | CISO580 |  |  |  | Oct 14 2014 1:36PM
Newton | Newton -> Newton IDC-339 (large room) -> Rack #2 (2-post) | Rack #2 (2-post) | RU#01 | NWTNCSA | NETWORK SERVICES | Cisco Systems | Catalyst 6500 | WS-C6509-2 | CICO323 |  |  |  | Oct 14 2014 1:36PM
Newton | Newton -> Newton IDC-354 (Small Room) -> Rack 1 | Rack 1 | RU#40 | KVMnewton2 | DATA CENTER OPERATIONS | Raritan Computer | Dominion KX II | DKX2-864 | RCI199 |  |  |  | Oct 14 2014 4:07PM
Newton | Newton -> Newton IDC-354 (Small Room) -> Rack 1 | Rack 1 | RU#31 | Neolane techops #2 | TechOps | Juniper Networks | EX Series | EX 4200-48P | JUNP618 |  |  |  | Oct 14 2014 4:11PM
Newton | Newton -> Newton IDC-354 (Small Room) -> Rack 1 | Rack 1 | RU#30 | Neolane Tachops #1 | TechOps | Juniper Networks | EX Series | EX 4200-48P | JUNP618 |  |  |  | Oct 14 2014 4:13PM
Newton | Newton -> Newton IDC-354 (Small Room) -> Rack 1 | Rack 1 | RU#28 | PANDU (neolane) | NEOLANE | Dell Computer | PowerEdge R-Series | PowerEdge R710 (2.5 Inch HDD) | DELL965 |  |  |  | Oct 14 2014 4:15PM
Newton | Newton -> Newton IDC-354 (Small Room) -> Rack 1 | Rack 1 | RU#26 | KURU (Neolane) | NEOLANE | Dell Computer | PowerEdge R-Series | PowerEdge R710 (2.5 Inch HDD) | DELL965 |  |  |  | Oct 14 2014 4:16PM
Newton | Newton -> Newton IDC-354 (Small Room) -> Rack 1 | Rack 1 | RU#10 | 2U 19 Inch Shelf |  | Generic Altima Technologies Rackmountable | General Rackmount Equipment | 2U 19 Inch Shelf | 0GRM097 |  |  |  | Oct 14 2014 4:24PM
Newton | Newton -> Newton IDC-354 (Small Room) -> Rack 1 | Rack 1 | RU#01 | UPS01-ntn-idc354 | DATA CENTER OPERATIONS | Liebert | UPStation | GXT2-10000RT208 | LIEB798 |  |  |  | Oct 14 2014 4:27PM
Newton | Newton -> Newton IDC-354 (Small Room) -> Rack 1 -> 2U 19 Inch Shelf | 2U 19 Inch Shelf | InOutPlug#4 | TCS Imaging Server |  | Apple Computer | Mac | MacPro | APPL165 |  |  |  | Oct 14 2014 4:26PM
Noida | Noida -> Noida132_DataCenter | Noida132_DataCenter |  | INDSTORE9 |  | Isilon Systems | X-Series | X400 | ISLN052 | SX400-201445-0149 |  |  | Dec 15 2015 1:53PM
Noida | Noida -> Noida132_DataCenter -> Cabinet 21 | Cabinet 21 | RU#44 | Cisco Nexus 2248TP 1G Fabric Extender |  | Cisco Systems | Nexus 2000 Series | N2K-C2248TP | CSSY349 | SSI16410EWA |  |  | Dec 15 2015 1:44PM
Noida | Noida -> Noida132_DataCenter -> Cabinet 21 | Cabinet 21 | RU#29 | no1720-02 |  | Dell Computer | PowerEdge R-Series | PowerEdge R720xd-3.5 Drive | DELC964 | 1P8GW22 | 100201133 |  | Dec 15 2015 1:44PM
Noida | Noida -> Noida132_DataCenter -> Cabinet 21 | Cabinet 21 | RU#27 | No1200-01-mon |  | Dell Computer | PowerVault MD Series | PowerVault MD1200 | DELC450 | DYHTQ12 | 100201111 |  | Dec 15 2015 1:44PM
Noida | Noida -> Noida132_DataCenter -> Cabinet 21 | Cabinet 21 | RU#25 | No1720-01-mon |  | Dell Computer | PowerEdge R-Series | PowerEdge R720xd-3.5 Drive | DELC964 | 43KTQ12 | 100201110 |  | Dec 15 2015 1:44PM
Noida | Noida -> Noida132_DataCenter -> Cabinet 21 | Cabinet 21 | RU#23 | IBM MT-mod |  | IBM | Rack Console | 7316-TF3 | IBM020 | 107140N |  |  | Dec 15 2015 1:44PM
Noida | Noida -> Noida132_DataCenter -> Cabinet 21 | Cabinet 21 | RU#21 | no1dra002 |  | Dell Computer | PowerEdge R-Series | PowerEdge R720 | DELC960 | BNG3F02 | 100095931 |  | Dec 15 2015 1:44PM
Noida | Noida -> Noida132_DataCenter -> Cabinet 21 | Cabinet 21 | RU#19 | no1dra001 |  | Dell Computer | PowerEdge R-Series | PowerEdge R720 | DELC960 | J9C8F02 | 100095930 |  | Dec 15 2015 1:44PM
Noida | Noida -> Noida132_DataCenter -> Cabinet 21 | Cabinet 21 | RU#17 | no1dra003 |  | Dell Computer | PowerEdge R-Series | PowerEdge R720 | DELC960 | CWJCW22 | 100201131 |  | Dec 15 2015 1:45PM
Noida | Noida -> Noida132_DataCenter -> Cabinet 21 | Cabinet 21 | RU#15 | no1dra004 |  | Dell Computer | PowerEdge R-Series | PowerEdge R720 | DELC960 | DGSFW22 | 100201130 |  | Dec 15 2015 1:45PM
Noida | Noida -> Noida132_DataCenter -> Cabinet 21 | Cabinet 21 | RU#13 | no1hca001 |  | IBM | xSeries | x3550 M3 | IBMM787 | 0634D0C |  |  | Dec 15 2015 1:45PM
Noida | Noida -> Noida132_DataCenter -> Cabinet 21 | Cabinet 21 | RU#12 | NA |  | IBM | IBM | 9831-AS2 | IBMR097 | YL1521018616 |  |  | Dec 15 2015 1:45PM
Noida | Noida -> Noida132_DataCenter -> Cabinet 21 | Cabinet 21 | RU#08 | FC5802 |  | IBM | FC | FC 5802 | IBMR027 | FC5802 |  |  | Dec 15 2015 1:45PM
Noida | Noida -> Noida132_DataCenter -> Cabinet 21 | Cabinet 21 | RU#04 | no1ibp1va01 |  | IBM | Power 7 Series | Power 750 Express | IBMM798 | 8233E8B-06A333P |  |  | Dec 15 2015 1:45PM
Noida | Noida -> Noida132_DataCenter -> Cabinet 22 | Cabinet 22 | RU#44 | Cisco Nexus 2248TP 1G Fabric Extender |  | Cisco Systems | Nexus 2000 Series | N2K-C2248TP | CSSY349 | SSI16410DMV |  |  | Dec 15 2015 1:45PM
Noida | Noida -> Noida132_DataCenter -> Cabinet 22 | Cabinet 22 | RU#29 | NOISYSLOG |  | Hewlett-Packard | ProLiant Gen8 | DL360p G8 | HEPR246 | SGH415ET80 | 100201004 |  | Dec 15 2015 1:45PM
Noida | Noida -> Noida132_DataCenter -> Cabinet 22 | Cabinet 22 | RU#26 | INDPKI-LUNA2 |  | SafeNet | Luna | Luna XML | SFNT058 | 951980 | 1000-95466 |  | Dec 15 2015 1:45PM
Noida | Noida -> Noida132_DataCenter -> Cabinet 22 | Cabinet 22 | RU#24 | noisiemfp |  | IBM | QRadar | 1805 | IBMR197 | 7800891 |  |  | Dec 15 2015 1:46PM
Noida | Noida -> Noida132_DataCenter -> Cabinet 22 | Cabinet 22 | RU#22 | noisiemep |  | IBM | QRadar | 1805 | IBMR197 | 7800890 |  |  | Dec 15 2015 1:46PM
Noida | Noida -> Noida132_DataCenter -> Cabinet 22 | Cabinet 22 | RU#19 | remotetrffic-ap3 |  | Bomgar | Bomgar | B300 | BOMC002 | NNG00120410022 |  |  | Dec 15 2015 1:46PM
Noida | Noida -> Noida132_DataCenter -> Cabinet 22 | Cabinet 22 | RU#18 | CODESIGNING3 |  | Thales Broadcast and Multimedia | HSM Series | HSM 500 | THBM016 | 16-NC2871S | 1000-95730 |  | Dec 15 2015 1:46PM
Noida | Noida -> Noida132_DataCenter -> Cabinet 22 | Cabinet 22 | RU#17 | CODESIGNING4 |  | Thales Broadcast and Multimedia | HSM Series | HSM 500 | THBM016 | 16-NC2870S | 1000-95729 |  | Dec 15 2015 1:46PM
Noida | Noida -> Noida132_DataCenter -> Cabinet 22 | Cabinet 22 | RU#16 | CODESIGNING2 |  | Hewlett-Packard | ProLiant Gen6 | DL320 G6 | HEPD979 | SGH2060A08 | 1000-95732 |  | Dec 15 2015 1:46PM
Noida | Noida -> Noida132_DataCenter -> Cabinet 22 | Cabinet 22 | RU#15 | CODESIGNING1 |  | Hewlett-Packard | ProLiant Gen6 | DL320 G6 | HEPD979 | SGH2060A09 | 1000-95731 |  | Dec 15 2015 1:46PM
Noida | Noida -> Noida132_DataCenter -> Cabinet 22 | Cabinet 22 | RU#13 | no1hra001 |  | Hewlett-Packard | ProLiant Gen8 | ProLiant DL380p Gen8 | HEPR342 | SGH44501KF | 100201144 |  | Dec 15 2015 1:46PM
Noida | Noida -> Noida132_DataCenter -> Cabinet 22 | Cabinet 22 | RU#11 | NOIUNITYPRI |  | Hewlett-Packard | ProLiant Gen6 | DL380 G6 - SFF | HEPD897 | 2UX95103U4 | 1000-95496 |  | Dec 15 2015 1:46PM
Noida | Noida -> Noida132_DataCenter -> Cabinet 22 | Cabinet 22 | RU#09 | NOIUNITYFOVR |  | Hewlett-Packard | ProLiant Gen6 | DL380 G6 - SFF | HEPD897 | 2UX95103TZ | 1000-95498 |  | Dec 15 2015 1:46PM
Noida | Noida -> Noida132_DataCenter -> Cabinet 22 | Cabinet 22 | RU#07 | NOIUNITYMS |  | Hewlett-Packard | ProLiant Gen6 | DL380 G6 - SFF | HEPD897 | 2UX95103U0 |  |  | Dec 15 2015 1:47PM
Noida | Noida -> Noida132_DataCenter -> Cabinet 22 | Cabinet 22 | RU#05 | YAK |  | SUN Microsystems | Enterprise | M3000 | SUN062 | PX60947068 |  |  | Dec 15 2015 1:47PM
Noida | Noida -> Noida132_DataCenter -> Cabinet 22 | Cabinet 22 | RU#03 | NOICMPUB |  | Hewlett-Packard | ProLiant Gen6 | DL380 G6 - SFF | HEPD897 | 2UX00500NB | 1000-95497 |  | Dec 15 2015 1:47PM
Noida | Noida -> Noida132_DataCenter -> Cabinet 23 | Cabinet 23 | RU#44 | Cisco Nexus 2248TP 1G Fabric Extender |  | Cisco Systems | Nexus 2000 Series | N2K-C2248TP | CSSY349 | SSI16410DJV |  |  | Dec 15 2015 1:47PM
Noida | Noida -> Noida132_DataCenter -> Cabinet 24 | Cabinet 24 | RU#44 | Cisco Nexus 2248TP 1G Fabric Extender |  | Cisco Systems | Nexus 2000 Series | N2K-C2248TP | CSSY349 | SSI16410DK1 |  |  | Dec 15 2015 1:47PM
Noida | Noida -> Noida132_DataCenter -> Cabinet 24 | Cabinet 24 | RU#13 | gt-india-hp |  | Hewlett-Packard | HP 9000 | rp3410-2 | HP996 | SGH47070SR |  |  | Dec 15 2015 1:48PM
Noida | Noida -> Noida132_DataCenter -> Cabinet 24 | Cabinet 24 | RU#11 | SCCM-NOP |  | Hewlett-Packard | ProLiant Gen8 | ProLiant DL380p Gen8 | HEPR342 | SGH308N31J |  |  | Dec 15 2015 1:48PM
Noida | Noida -> Noida132_DataCenter -> Cabinet 24 | Cabinet 24 | RU#09 | inducceccm1 |  | Hewlett-Packard | ProLiant Gen6 | DL380 G6 - SFF | HEPD897 | 2UX018007Z |  |  | Dec 15 2015 1:48PM
Noida | Noida -> Noida132_DataCenter -> Cabinet 24 | Cabinet 24 | RU#07 | inducceccm2 |  | Hewlett-Packard | ProLiant Gen6 | DL380 G6 - SFF | HEPD897 | 2UX018007Y |  |  | Dec 15 2015 1:47PM
Noida | Noida -> Noida132_DataCenter -> Cabinet 24 | Cabinet 24 | RU#05 | induccepg1 |  | Hewlett-Packard | ProLiant Gen6 | DL380 G6 - SFF | HEPD897 | 2M202902BF |  |  | Dec 15 2015 1:47PM
Noida | Noida -> Noida132_DataCenter -> Cabinet 24 | Cabinet 24 | RU#03 | induccepg2 |  | Hewlett-Packard | ProLiant Gen6 | DL380 G6 - SFF | HEPD897 | 2UX00500NG |  |  | Dec 15 2015 1:47PM
Noida | Noida -> Noida132_DataCenter -> Cabinet 24 | Cabinet 24 | RU#01 | inducceivr1 |  | Hewlett-Packard | ProLiant Gen6 | DL380 G6 - SFF | HEPD897 | 2M202902BK |  |  | Dec 15 2015 1:47PM
Noida | Noida -> Noida132_DataCenter -> Cabinet 25 | Cabinet 25 | RU#36 | Cisco Nexus 5596UP |  | Cisco Systems | Nexus 5000 Series | N5K-C5596UP-FA | CSCY543 | FOX1647GYG7 |  |  | Dec 15 2015 1:49PM
Noida | Noida -> Noida132_DataCenter -> Cabinet 25 | Cabinet 25 | RU#34 | Cisco Nexus 2248TP 1G Fabric Extender |  | Cisco Systems | Nexus 2000 Series | N2K-C2248TP | CSSY349 | SSI16440557 |  |  | Dec 15 2015 1:49PM
Noida | Noida -> Noida132_DataCenter -> Cabinet 25 | Cabinet 25 | RU#04 | no1dca003 |  | Dell Computer | PowerEdge M-Series | PowerEdge M1000e | DELC001 | 68RL8X1 |  |  | Dec 15 2015 1:49PM
Noida | Noida -> Noida132_DataCenter -> Cabinet 26 | Cabinet 26 | RU#38 | Cisco Nexus 5596UP |  | Cisco Systems | Nexus 5000 Series | N5K-C5596UP-FA | CSCY543 | FOX1647GY2L |  |  | Dec 15 2015 1:50PM
Noida | Noida -> Noida132_DataCenter -> Cabinet 26 | Cabinet 26 | RU#37 | Cisco Nexus 2248TP 1G Fabric Extender |  | Cisco Systems | Nexus 2000 Series | N2K-C2248TP | CSSY349 | SSI164602W4 |  |  | Dec 15 2015 1:50PM
Noida | Noida -> Noida132_DataCenter -> Cabinet 26 | Cabinet 26 | RU#15 | no1dca005 |  | Dell Computer | PowerEdge M-Series | PowerEdge M1000e | DELC001 | 57R0232 |  |  | Dec 15 2015 1:50PM
Noida | Noida -> Noida132_DataCenter -> Cabinet 26 | Cabinet 26 | RU#04 | no1dca004 |  | Dell Computer | PowerEdge M-Series | PowerEdge M1000e | DELC001 | 6047369 |  |  | Dec 15 2015 1:50PM
Noida | Noida -> Noida132_DataCenter -> Cabinet 27 | Cabinet 27 | RU#44 | Cisco Nexus 2248TP 1G Fabric Extender |  | Cisco Systems | Nexus 2000 Series | N2K-C2248TP | CSSY349 | SSI16460DKD |  |  | Dec 15 2015 1:50PM
Noida | Noida -> Noida132_DataCenter -> Cabinet 27 | Cabinet 27 | RU#42 | InfibandSWB |  | Mellanox Technologies | InfiniBand | IS5023 | MLNX085 | MT1348X00013 |  |  | Dec 15 2015 1:51PM
Noida | Noida -> Noida132_DataCenter -> Cabinet 27 | Cabinet 27 | RU#41 | InfibandSWA |  | Mellanox Technologies | InfiniBand | IS5023 | MLNX085 | MT1351X04052 |  |  | Dec 15 2015 1:51PM
Noida | Noida -> Noida132_DataCenter -> Cabinet 27 | Cabinet 27 | RU#21 | indvault-6 |  | EMC | Isilon NL Series | NL410 | EMCC953 | SN400-201447-0118 |  |  | Dec 15 2015 1:51PM
Noida | Noida -> Noida132_DataCenter -> Cabinet 27 | Cabinet 27 | RU#17 | indvault-5 |  | EMC | Isilon NL Series | NL410 | EMCC953 | SN400-201440-0066 |  |  | Dec 15 2015 1:51PM
Noida | Noida -> Noida132_DataCenter -> Cabinet 27 | Cabinet 27 | RU#13 | indvault-4 |  | EMC | Isilon NL Series | NL410 | EMCC953 | SN400-231412-0303 |  |  | Dec 15 2015 1:51PM
Noida | Noida -> Noida132_DataCenter -> Cabinet 27 | Cabinet 27 | RU#09 | indvault-3 |  | EMC | Isilon NL Series | NL410 | EMCC953 | SN400-231412-0296 |  |  | Dec 15 2015 1:52PM
Noida | Noida -> Noida132_DataCenter -> Cabinet 27 | Cabinet 27 | RU#05 | indvault-2 |  | EMC | Isilon NL Series | NL410 | EMCC953 | SN400-231412-0297 |  |  | Dec 15 2015 1:52PM
Noida | Noida -> Noida132_DataCenter -> Cabinet 27 | Cabinet 27 | RU#01 | indvault-1 |  | EMC | Isilon NL Series | NL410 | EMCC953 | SN400-231412-0302 |  |  | Dec 15 2015 1:52PM
Noida | Noida -> Noida132_DataCenter -> Cabinet 28 | Cabinet 28 | RU#44 | Cisco Nexus 2248TP 1G Fabric Extender |  | Cisco Systems | Nexus 2000 Series | N2K-C2248TP | CSSY349 | SSI16410KJ6 |  |  | Dec 15 2015 1:52PM
Noida | Noida -> Noida132_DataCenter -> Cabinet 29 | Cabinet 29 | RU#44 | Cisco Nexus 2248TP 1G Fabric Extender |  | Cisco Systems | Nexus 2000 Series | N2K-C2248TP | CSSY349 | SSI16410DR1 |  |  | Dec 15 2015 1:52PM
Noida | Noida -> Noida132_DataCenter -> Cabinet 29 | Cabinet 29 | RU#02 | indstore-10 |  | Isilon Systems | X-Series | X400 | ISLN052 |  |  |  | Dec 15 2015 1:52PM
Noida | Noida -> Noida132_DataCenter -> Cabinet 30 | Cabinet 30 | RU#44 | Cisco Nexus 2248TP 1G Fabric Extender |  | Cisco Systems | Nexus 2000 Series | N2K-C2248TP | CSSY349 | SSI16410KES |  |  | Dec 15 2015 1:53PM
Noida | Noida -> Noida132_DataCenter -> Cabinet 30 | Cabinet 30 | RU#41 | Infi-SWB |  | Flextronics | InfiniBand | F-X430061 | FLXT001 | NA |  |  | Dec 15 2015 1:53PM
Noida | Noida -> Noida132_DataCenter -> Cabinet 30 | Cabinet 30 | RU#39 | Infi-SWA |  | Flextronics | InfiniBand | F-X430061 | FLXT001 | NA |  |  | Dec 15 2015 1:53PM
Noida | Noida -> Noida132_DataCenter -> Cabinet 30 | Cabinet 30 | RU#33 | INDSTORE10 |  | Isilon Systems | X-Series | X400 | ISLN052 | SX400-251525-0448 |  |  | Dec 15 2015 1:53PM
Noida | Noida -> Noida132_DataCenter -> Cabinet 30 | Cabinet 30 | RU#29 | INDSTORE8 |  | Isilon Systems | X-Series | X400 | ISLN052 | SX400-231418-0070 |  |  | Dec 15 2015 1:53PM
Noida | Noida -> Noida132_DataCenter -> Cabinet 30 | Cabinet 30 | RU#25 | INDSTORE7 |  | Isilon Systems | X-Series | X400 | ISLN052 | SX400-301314-0023 |  |  | Dec 15 2015 1:53PM
Noida | Noida -> Noida132_DataCenter -> Cabinet 30 | Cabinet 30 | RU#21 | INDSTORE6 |  | Isilon Systems | X-Series | X400 | ISLN052 | SX400-231239-0249 |  |  | Dec 15 2015 1:53PM
Noida | Noida -> Noida132_DataCenter -> Cabinet 30 | Cabinet 30 | RU#17 | INDSTORE5 |  | Isilon Systems | X-Series | X400 | ISLN052 | SX400-231231-0003 |  |  | Dec 15 2015 1:53PM
Noida | Noida -> Noida132_DataCenter -> Cabinet 30 | Cabinet 30 | RU#13 | INDSTORE4 |  | Isilon Systems | X-Series | X400 | ISLN052 | SX400-231239-0248 |  |  | Dec 15 2015 1:53PM
Noida | Noida -> Noida132_DataCenter -> Cabinet 30 | Cabinet 30 | RU#09 | INDSTORE3 |  | Isilon Systems | X-Series | X400 | ISLN052 | SX400-231239-0250 |  |  | Dec 15 2015 1:53PM
Noida | Noida -> Noida132_DataCenter -> Cabinet 30 | Cabinet 30 | RU#05 | INDSTORE2 |  | Isilon Systems | X-Series | X400 | ISLN052 | SX400-231231-0001 |  |  | Dec 15 2015 1:53PM
Noida | Noida -> Noida132_DataCenter -> Cabinet 30 | Cabinet 30 | RU#01 | INDSTORE1 |  | Isilon Systems | X-Series | X400 | ISLN052 | SX400-231231-0002 |  |  | Dec 15 2015 1:53PM
Noida | Noida -> Noida132_DataCenter -> Cabinet 31 | Cabinet 31 | RU#44 | Cisco Nexus 10G |  | Cisco Systems | Nexus 2000 Series | N2K-C2232PF-10GE | CSSY344 | SSI164600NG |  |  | Dec 15 2015 1:54PM
Noida | Noida -> Noida132_DataCenter -> Cabinet 31 | Cabinet 31 | RU#14 | no1dca002 |  | Dell Computer | PowerEdge M-Series | PowerEdge M1000e | DELC001 | 514QB2S |  |  | Dec 15 2015 1:54PM
Noida | Noida -> Noida132_DataCenter -> Cabinet 31 | Cabinet 31 | RU#04 | no1dca001 |  | Dell Computer | PowerEdge M-Series | PowerEdge M1000e | DELC001 | JNKF72S |  |  | Dec 15 2015 1:54PM
Noida | Noida -> Noida132_DataCenter -> Cabinet 33 | Cabinet 33 | RU#40 | Shelf 18 |  | Hitachi Data Systems | Unified Storage | HUS150 | HDS944 | 14092300486C |  |  | Dec 15 2015 1:54PM
Noida | Noida -> Noida132_DataCenter -> Cabinet 33 | Cabinet 33 | RU#38 | Shelf 17 |  | Hitachi Data Systems | Unified Storage | HUS150 | HDS944 | 14090500807C |  |  | Dec 15 2015 1:55PM
Noida | Noida -> Noida132_DataCenter -> Cabinet 33 | Cabinet 33 | RU#36 | Shelf 16 |  | Hitachi Data Systems | Unified Storage | HUS150 | HDS944 | 14092300392C |  |  | Dec 15 2015 1:55PM
Noida | Noida -> Noida132_DataCenter -> Cabinet 33 | Cabinet 33 | RU#34 | Shelf 15 |  | Hitachi Data Systems | Unified Storage | HUS150 | HDS944 | 355 3285196-A 00032399 |  |  | Dec 15 2015 1:55PM
Noida | Noida -> Noida132_DataCenter -> Cabinet 33 | Cabinet 33 | RU#32 | Shelf 14 |  | Hitachi Data Systems | Unified Storage | HUS150 | HDS944 | 355 3285196-A 00032396 |  |  | Dec 15 2015 1:55PM
Noida | Noida -> Noida132_DataCenter -> Cabinet 33 | Cabinet 33 | RU#30 | Shelf 13 |  | Hitachi Data Systems | Unified Storage | HUS150 | HDS944 | 355 3285196-A 00032405 |  |  | Dec 15 2015 1:55PM
Noida | Noida -> Noida132_DataCenter -> Cabinet 33 | Cabinet 33 | RU#28 | Shelf 12 |  | Hitachi Data Systems | Unified Storage | HUS150 | HDS944 | 355 3285196-A 00032401 |  |  | Dec 15 2015 1:55PM
Noida | Noida -> Noida132_DataCenter -> Cabinet 33 | Cabinet 33 | RU#26 | Shelf 11 |  | Hitachi Data Systems | Unified Storage | HUS150 | HDS944 | 355 3285196-A 00032407 |  |  | Dec 15 2015 1:55PM
Noida | Noida -> Noida132_DataCenter -> Cabinet 33 | Cabinet 33 | RU#24 | Shelf 10 |  | Hitachi Data Systems | Unified Storage | HUS150 | HDS944 | 355 3285196-A 00032403 |  |  | Dec 15 2015 1:55PM
Noida | Noida -> Noida132_DataCenter -> Cabinet 33 | Cabinet 33 | RU#22 | Shelf 9 |  | Hitachi Data Systems | Unified Storage | HUS150 | HDS944 | 355 3285196-A 00032417 |  |  | Dec 15 2015 1:55PM
Noida | Noida -> Noida132_DataCenter -> Cabinet 33 | Cabinet 33 | RU#20 | Shelf 8 |  | Hitachi Data Systems | Unified Storage | HUS150 | HDS944 | 355 3285196-A 00024918 |  |  | Dec 15 2015 1:55PM
Noida | Noida -> Noida132_DataCenter -> Cabinet 33 | Cabinet 33 | RU#18 | Shelf 7 |  | Hitachi Data Systems | Unified Storage | HUS150 | HDS944 | 355 3285196-A 00032732 |  |  | Dec 15 2015 1:56PM
Noida | Noida -> Noida132_DataCenter -> Cabinet 33 | Cabinet 33 | RU#16 | Shelf 6 |  | Hitachi Data Systems | Unified Storage | HUS150 | HDS944 | 355 3285196-A 00032741 |  |  | Dec 15 2015 1:56PM
Noida | Noida -> Noida132_DataCenter -> Cabinet 33 | Cabinet 33 | RU#14 | Shelf 5 |  | Hitachi Data Systems | Unified Storage | HUS150 | HDS944 | 355 3285196-A 00032116 |  |  | Dec 15 2015 1:56PM
Noida | Noida -> Noida132_DataCenter -> Cabinet 33 | Cabinet 33 | RU#12 | Shelf 4 |  | Hitachi Data Systems | Unified Storage | HUS150 | HDS944 | 355 3285196-A 00032125 |  |  | Dec 15 2015 1:56PM
Noida | Noida -> Noida132_DataCenter -> Cabinet 33 | Cabinet 33 | RU#10 | Shelf 3 |  | Hitachi Data Systems | Unified Storage | HUS150 | HDS944 | 355 3285196-A 00032961 |  |  | Dec 15 2015 1:56PM
Noida | Noida -> Noida132_DataCenter -> Cabinet 33 | Cabinet 33 | RU#08 | Shelf 2 |  | Hitachi Data Systems | Unified Storage | HUS150 | HDS944 | 355 3285196-A 00032735 |  |  | Dec 15 2015 1:56PM
Noida | Noida -> Noida132_DataCenter -> Cabinet 33 | Cabinet 33 | RU#06 | Shelf 1 |  | Hitachi Data Systems | Unified Storage | HUS150 | HDS944 | 355 3285196-A 00032110 |  |  | Dec 15 2015 1:56PM
Noida | Noida -> Noida132_DataCenter -> Cabinet 33 | Cabinet 33 | RU#03 | INDHDS06C0 |  | Hitachi Data Systems | Unified Storage | HDS150 - File Module | HDS354 | 355DF850-CBLR1 93012805 |  |  | Dec 15 2015 1:56PM
Noida | Noida -> Noida132_DataCenter -> Cabinet 34 | Cabinet 34 | RU#44 | Nexus Nexus 2232PP 10G Fabric Extender |  | Cisco Systems | Nexus 2000 Series | N2K-C2232PF-10GE | CSSY344 | SSI16410JX6 |  |  | Dec 15 2015 1:57PM
Noida | Noida -> Noida132_DataCenter -> Cabinet 34 | Cabinet 34 | RU#40 | Shelf 19 |  | Hitachi Data Systems | Unified Storage | HUS150 | HDS944 | 717 DF-F850-DBS 00208873 |  |  | Dec 15 2015 1:57PM
Noida | Noida -> Noida132_DataCenter -> Cabinet 34 | Cabinet 34 | RU#38 | Shelf 18 |  | Hitachi Data Systems | Unified Storage | HUS150 | HDS944 | 717 DF-F850-DBS 00208761 |  |  | Dec 15 2015 1:57PM
Noida | Noida -> Noida132_DataCenter -> Cabinet 34 | Cabinet 34 | RU#36 | Shelf 17 |  | Hitachi Data Systems | Unified Storage | HUS150 | HDS944 | 717 DF-F850-DBS 00208874 |  |  | Dec 15 2015 1:57PM
Noida | Noida -> Noida132_DataCenter -> Cabinet 34 | Cabinet 34 | RU#34 | Shelf 16 |  | Hitachi Data Systems | Unified Storage | HUS150 | HDS944 | 355 DF-F850-DBS 00104247 |  |  | Dec 15 2015 1:57PM
Noida | Noida -> Noida132_DataCenter -> Cabinet 34 | Cabinet 34 | RU#32 | Shelf 15 |  | Hitachi Data Systems | Unified Storage | HUS150 | HDS944 | 355 DF-F850-DBS 00104246 |  |  | Dec 15 2015 1:57PM
Noida | Noida -> Noida132_DataCenter -> Cabinet 34 | Cabinet 34 | RU#30 | Shelf 14 |  | Hitachi Data Systems | Unified Storage | HUS150 | HDS944 | 355 DF-F850-DBS 00104240 |  |  | Dec 15 2015 1:57PM
Noida | Noida -> Noida132_DataCenter -> Cabinet 34 | Cabinet 34 | RU#28 | Shelf 13 |  | Hitachi Data Systems | Unified Storage | HUS150 | HDS944 | 355 DF-F850-DBS 00104243 |  |  | Dec 15 2015 1:57PM
Noida | Noida -> Noida132_DataCenter -> Cabinet 34 | Cabinet 34 | RU#26 | Shelf 12 |  | Hitachi Data Systems | Unified Storage | HUS150 | HDS944 | 355 DF-F850-DBS 00104244 |  |  | Dec 15 2015 1:57PM
Noida | Noida -> Noida132_DataCenter -> Cabinet 34 | Cabinet 34 | RU#24 | Shelf 11 |  | Hitachi Data Systems | Unified Storage | HUS150 | HDS944 | 355 DF-F850-DBS 00104242 |  |  | Dec 15 2015 1:57PM
Noida | Noida -> Noida132_DataCenter -> Cabinet 34 | Cabinet 34 | RU#22 | Shelf 10 |  | Hitachi Data Systems | Unified Storage | HUS150 | HDS944 | 355 DF-F850-DBS 00102988 |  |  | Dec 15 2015 1:58PM
Noida | Noida -> Noida132_DataCenter -> Cabinet 34 | Cabinet 34 | RU#20 | Shelf 9 |  | Hitachi Data Systems | Unified Storage | HUS150 | HDS944 | 355 DF-F850-DBS 00102985 |  |  | Dec 15 2015 1:58PM
Noida | Noida -> Noida132_DataCenter -> Cabinet 34 | Cabinet 34 | RU#18 | Shelf 8 |  | Hitachi Data Systems | Unified Storage | HUS150 | HDS944 | 355 DF-F850-DBS 00104245 |  |  | Dec 15 2015 1:58PM
Noida | Noida -> Noida132_DataCenter -> Cabinet 34 | Cabinet 34 | RU#16 | Shelf 7 |  | Hitachi Data Systems | Unified Storage | HUS150 | HDS944 | 355 DF-F850-DBS 00104241 |  |  | Dec 15 2015 1:58PM
Noida | Noida -> Noida132_DataCenter -> Cabinet 34 | Cabinet 34 | RU#14 | Shelf 6 |  | Hitachi Data Systems | Unified Storage | HUS150 | HDS944 | 355 DF-F850-DBS 00103884 |  |  | Dec 15 2015 1:58PM
Noida | Noida -> Noida132_DataCenter -> Cabinet 34 | Cabinet 34 | RU#12 | Shelf 5 |  | Hitachi Data Systems | Unified Storage | HUS150 | HDS944 | 355 DF-F850-DBS 00102984 |  |  | Dec 15 2015 1:58PM
Noida | Noida -> Noida132_DataCenter -> Cabinet 34 | Cabinet 34 | RU#10 | Shelf 4 |  | Hitachi Data Systems | Unified Storage | HUS150 | HDS944 | 355 DF-F850-DBS 00103881 |  |  | Dec 15 2015 1:58PM
Noida | Noida -> Noida132_DataCenter -> Cabinet 34 | Cabinet 34 | RU#08 | Shelf 3 |  | Hitachi Data Systems | Unified Storage | HUS150 | HDS944 | 355 DF-F850-DBS 00103888 |  |  | Dec 15 2015 1:58PM
Noida | Noida -> Noida132_DataCenter -> Cabinet 34 | Cabinet 34 | RU#06 | Shelf 2 |  | Hitachi Data Systems | Unified Storage | HUS150 | HDS944 | 355 DF-F850-DBS 00103572 |  |  | Dec 15 2015 1:58PM
Noida | Noida -> Noida132_DataCenter -> Cabinet 34 | Cabinet 34 | RU#04 | Shelf 1 |  | Hitachi Data Systems | Unified Storage | HUS150 | HDS944 | 355 DF-F850-DBS 00103889 |  |  | Dec 15 2015 1:58PM
Noida | Noida -> Noida132_DataCenter -> Cabinet 34 | Cabinet 34 | RU#01 | INDHDS05C0 |  | Hitachi Data Systems | Unified Storage | HDS150 - File Module | HDS354 | 355 DF850-CBLR 93012085 |  |  | Dec 15 2015 1:59PM
Noida | Noida -> Noida132_DataCenter -> Cabinet 35 | Cabinet 35 | RU#39 | INDF1SW04 |  | Brocade Communications Systems | Switches | 6520 | BROC607 | CHQ2535L001 |  |  | Dec 15 2015 1:59PM
Noida | Noida -> Noida132_DataCenter -> Cabinet 35 | Cabinet 35 | RU#31 | Shelf 14 |  | Hitachi Data Systems | Unified Storage | HUS150 | HDS944 | 717DF-F850-DBS 00201208 |  |  | Dec 15 2015 1:59PM
Noida | Noida -> Noida132_DataCenter -> Cabinet 35 | Cabinet 35 | RU#29 | Shelf 13 |  | Hitachi Data Systems | Unified Storage | HUS150 | HDS944 | 717DF-F850-DBS 00202155 |  |  | Dec 15 2015 2:00PM
Noida | Noida -> Noida132_DataCenter -> Cabinet 35 | Cabinet 35 | RU#27 | Shelf 12 |  | Hitachi Data Systems | Unified Storage | HUS150 | HDS944 | 717DF-F850-DBS 00202183 |  |  | Dec 15 2015 2:00PM
Noida | Noida -> Noida132_DataCenter -> Cabinet 35 | Cabinet 35 | RU#25 | Shelf 11 |  | Hitachi Data Systems | Unified Storage | HUS150 | HDS944 | 717DF-F850-DBS 00202154 |  |  | Dec 15 2015 2:00PM
Noida | Noida -> Noida132_DataCenter -> Cabinet 35 | Cabinet 35 | RU#23 | Shelf 10 |  | Hitachi Data Systems | Unified Storage | HUS150 | HDS944 | 717DF-F850-DBS 00202156 |  |  | Dec 15 2015 2:00PM
Noida | Noida -> Noida132_DataCenter -> Cabinet 35 | Cabinet 35 | RU#21 | Shelf 9 |  | Hitachi Data Systems | Unified Storage | HUS150 | HDS944 | 717DF-F850-DBS 00200186 |  |  | Dec 15 2015 2:00PM
Noida | Noida -> Noida132_DataCenter -> Cabinet 35 | Cabinet 35 | RU#19 | Shelf 8 |  | Hitachi Data Systems | Unified Storage | HUS150 | HDS944 | 717DF-F850-DBS 00201140 |  |  | Dec 15 2015 2:00PM
Noida | Noida -> Noida132_DataCenter -> Cabinet 35 | Cabinet 35 | RU#17 | Shelf 7 |  | Hitachi Data Systems | Unified Storage | HUS150 | HDS944 | 717DF-F850-DBS 00203140 |  |  | Dec 15 2015 2:00PM
Noida | Noida -> Noida132_DataCenter -> Cabinet 35 | Cabinet 35 | RU#15 | Shelf 6 |  | Hitachi Data Systems | Unified Storage | HUS150 | HDS944 | 717DF-F850-DBS 00200805 |  |  | Dec 15 2015 2:00PM
Noida | Noida -> Noida132_DataCenter -> Cabinet 35 | Cabinet 35 | RU#13 | Shelf 5 |  | Hitachi Data Systems | Unified Storage | HUS150 | HDS944 | 717DF-F850-DBS 00201928 |  |  | Dec 15 2015 2:00PM
Noida | Noida -> Noida132_DataCenter -> Cabinet 35 | Cabinet 35 | RU#11 | Shelf 4 |  | Hitachi Data Systems | Unified Storage | HUS150 | HDS944 | 717DF-F850-DBS 00200188 |  |  | Dec 15 2015 2:00PM
Noida | Noida -> Noida132_DataCenter -> Cabinet 35 | Cabinet 35 | RU#09 | Shelf 3 |  | Hitachi Data Systems | Unified Storage | HUS150 | HDS944 | 717DF-F850-DBS 00200804 |  |  | Dec 15 2015 2:01PM
Noida | Noida -> Noida132_DataCenter -> Cabinet 35 | Cabinet 35 | RU#07 | Shelf 2 |  | Hitachi Data Systems | Unified Storage | HUS150 | HDS944 | 717DF-F850-DBS 00201030 |  |  | Dec 15 2015 2:01PM
Noida | Noida -> Noida132_DataCenter -> Cabinet 35 | Cabinet 35 | RU#05 | Shelf 1 |  | Hitachi Data Systems | Unified Storage | HUS150 | HDS944 | 717DF-F850-DBS 00201207 |  |  | Dec 15 2015 2:01PM
Noida | Noida -> Noida132_DataCenter -> Cabinet 35 | Cabinet 35 | RU#02 | INDHDS04C0 |  | Hitachi Data Systems | Unified Storage | HDS150 - File Module | HDS354 | 93010134 |  |  | Dec 15 2015 2:01PM
Noida | Noida -> Noida132_DataCenter -> Cabinet 36 | Cabinet 36 | RU#39 | INDF2SW04 |  | Brocade Communications Systems | Switches | 6520 | BROC607 | CHQ2535L002 |  |  | Dec 15 2015 2:02PM
Noida | Noida -> Noida132_DataCenter -> Cabinet 36 | Cabinet 36 | RU#31 | Shelf 15 |  | Hitachi Data Systems | Unified Storage | HUS150 | HDS944 | 717DF-F850-DBS00202187 |  |  | Dec 15 2015 2:02PM
Noida | Noida -> Noida132_DataCenter -> Cabinet 36 | Cabinet 36 | RU#29 | Shelf 16 |  | Hitachi Data Systems | Unified Storage | HUS150 | HDS944 | 717DF-F850-DBS00201029 |  |  | Dec 15 2015 2:02PM
Noida | Noida -> Noida132_DataCenter -> Cabinet 36 | Cabinet 36 | RU#27 | Shelf 17 |  | Hitachi Data Systems | Unified Storage | HUS150 | HDS944 | 717DF-F850-DBS00209497 |  |  | Dec 15 2015 2:02PM
Noida | Noida -> Noida132_DataCenter -> Cabinet 36 | Cabinet 36 | RU#25 | Shelf 18 |  | Hitachi Data Systems | Unified Storage | HUS150 | HDS944 |  |  |  | Dec 15 2015 2:02PM
Noida | Noida -> Noida132_DataCenter -> Cabinet 36 | Cabinet 36 | RU#23 | Shelf 19 |  | Hitachi Data Systems | Unified Storage | HUS150 | HDS944 |  |  |  | Dec 15 2015 2:02PM
Noida | Noida -> Noida132_DataCenter -> Cabinet 36 | Cabinet 36 | RU#21 | Shelf 20 |  | Hitachi Data Systems | Unified Storage | HUS150 | HDS944 |  |  |  | Dec 15 2015 2:02PM
Noida | Noida -> Noida132_DataCenter -> Cabinet 36 | Cabinet 36 | RU#19 | Shelf 21 |  | Hitachi Data Systems | Unified Storage | HUS150 | HDS944 |  |  |  | Dec 15 2015 2:02PM
Noida | Noida -> Noida132_DataCenter -> Cabinet 36 | Cabinet 36 | RU#17 | Shelf 22 |  | Hitachi Data Systems | Unified Storage | HUS150 | HDS944 |  |  |  | Dec 15 2015 2:02PM
Noida | Noida -> Noida132_DataCenter -> Cabinet 36 | Cabinet 36 | RU#12 | Shelf 4 |  | Hitachi Data Systems | Unified Storage | HUS150 | HDS944 |  |  |  | Dec 15 2015 2:03PM
Noida | Noida -> Noida132_DataCenter -> Cabinet 36 | Cabinet 36 | RU#10 | Shelf 3 |  | Hitachi Data Systems | Unified Storage | HUS150 | HDS944 |  |  |  | Dec 15 2015 2:03PM
Noida | Noida -> Noida132_DataCenter -> Cabinet 36 | Cabinet 36 | RU#08 | Shelf 2 |  | Hitachi Data Systems | Unified Storage | HUS150 | HDS944 |  |  |  | Dec 15 2015 2:03PM
Noida | Noida -> Noida132_DataCenter -> Cabinet 36 | Cabinet 36 | RU#06 | Shelf 1 |  | Hitachi Data Systems | Unified Storage | HUS150 | HDS944 |  |  |  | Dec 15 2015 2:03PM
Noida | Noida -> Noida132_DataCenter -> Cabinet 36 | Cabinet 36 | RU#03 | INDHDS07C0 |  | Hitachi Data Systems | Unified Storage | HUS150 | HDS944 |  |  |  | Dec 15 2015 2:03PM
Noida | Noida -> Noida132_DataCenter -> Cabinet 37 | Cabinet 37 | RU#44 | Cisco Nexus 2248TP 1G Fabric Extender |  | Cisco Systems | Nexus 2000 Series | N2K-C2248TP | CSSY349 | SSI164104M5 |  |  | Dec 15 2015 2:03PM
Noida | Noida -> Noida132_DataCenter -> Cabinet 37 | Cabinet 37 | RU#43 | Cisco Nexus 2248TP 1G Fabric Extender |  | Cisco Systems | Nexus 2000 Series | N2K-C2248TP | CSSY349 | SSI16410DL2 |  |  | Dec 15 2015 2:03PM
Noida | Noida -> Noida132_DataCenter -> Cabinet 37 | Cabinet 37 | RU#42 | NA |  | Hitachi Data Systems | Storage Systems | CR210 | HDS295 | 100388 |  |  | Dec 15 2015 2:03PM
Noida | Noida -> Noida132_DataCenter -> Cabinet 37 | Cabinet 37 | RU#36 | Shelf9 |  | Hitachi Data Systems | Virtual Storage Series | G600 | HDS852 | 1000085 |  |  | Dec 15 2015 2:04PM
Noida | Noida -> Noida132_DataCenter -> Cabinet 37 | Cabinet 37 | RU#32 | Shelf8 |  | Hitachi Data Systems | Virtual Storage Series | G600 | HDS852 | 1000149 |  |  | Dec 15 2015 2:04PM
Noida | Noida -> Noida132_DataCenter -> Cabinet 37 | Cabinet 37 | RU#28 | Shelf7 |  | Hitachi Data Systems | Virtual Storage Series | G600 | HDS852 | 1000131 |  |  | Dec 15 2015 2:04PM
Noida | Noida -> Noida132_DataCenter -> Cabinet 37 | Cabinet 37 | RU#24 | Shelf6 |  | Hitachi Data Systems | Virtual Storage Series | G600 | HDS852 | 1000153 |  |  | Dec 15 2015 2:04PM
Noida | Noida -> Noida132_DataCenter -> Cabinet 37 | Cabinet 37 | RU#20 | Shelf5 |  | Hitachi Data Systems | Virtual Storage Series | G600 | HDS852 | 1000154 |  |  | Dec 15 2015 2:05PM
Noida | Noida -> Noida132_DataCenter -> Cabinet 37 | Cabinet 37 | RU#16 | Shelf4 |  | Hitachi Data Systems | Virtual Storage Series | G600 | HDS852 | 1000150 |  |  | Dec 15 2015 2:05PM
Noida | Noida -> Noida132_DataCenter -> Cabinet 37 | Cabinet 37 | RU#12 | Shelf3 |  | Hitachi Data Systems | Virtual Storage Series | G600 | HDS852 | 1000143 |  |  | Dec 15 2015 2:05PM
Noida | Noida -> Noida132_DataCenter -> Cabinet 37 | Cabinet 37 | RU#08 | Shelf2 |  | Hitachi Data Systems | Virtual Storage Series | G600 | HDS852 | 1000054 |  |  | Dec 15 2015 2:05PM
Noida | Noida -> Noida132_DataCenter -> Cabinet 37 | Cabinet 37 | RU#06 | Shelf1 |  | Hitachi Data Systems | Unified Storage | HUS150 | HDS944 | 1000144 |  |  | Dec 15 2015 2:05PM
Noida | Noida -> Noida132_DataCenter -> Cabinet 37 | Cabinet 37 | RU#02 | Hitachi Storage Controller |  | Hitachi Data Systems | Virtual Storage Series | G600 | HDS852 | 1000132 |  |  | Dec 15 2015 2:06PM
Noida | Noida -> Noida132_DataCenter -> Cabinet 38 | Cabinet 38 | RU#06 | Shelf11 |  | Hitachi Data Systems | Virtual Storage Series | G600 | HDS852 | 150516000126 |  |  | Dec 15 2015 2:06PM
Noida | Noida -> Noida132_DataCenter -> Cabinet 38 | Cabinet 38 | RU#02 | Shelf10 |  | Hitachi Data Systems | Virtual Storage Series | G600 | HDS852 | 150516000070 |  |  | Dec 15 2015 2:06PM
Noida | Noida -> Noida132_DataCenter -> Cabinet 40 | Cabinet 40 | RU#44 | Cisco Nexus 2248TP 1G Fabric Extender |  | Cisco Systems | Nexus 2000 Series | N2K-C2248TP | CSSY349 | SSI164600MR |  |  | Dec 15 2015 2:06PM
Noida | Noida -> Noida132_DataCenter -> Cabinet 40 | Cabinet 40 | RU#14 | no1hca001 |  | Hewlett-Packard | C-Class | C7000 G3 | HEPR451 | SGH122XMP4 |  |  | Dec 15 2015 2:07PM
Noida | Noida -> Noida132_DataCenter -> Cabinet 40 | Cabinet 40 | RU#03 | no1hca002 |  | Hewlett-Packard | C-Class | C7000 G3 | HEPR451 | SGH533W40L |  |  | Dec 15 2015 2:08PM
Noida | Noida -> Noida132_DataCenter -> Cabinet 41 | Cabinet 41 | RU#44 | Cisco Nexus 2248TP 1G Fabric Extender |  | Cisco Systems | Nexus 2000 Series | N2K-C2248TP | CSSY349 | SSI16410JX8 |  |  | Dec 15 2015 2:08PM
Noida | Noida -> Noida132_DataCenter -> Cabinet 41 | Cabinet 41 | RU#42 | Cisco |  | Cisco Systems | Catalyst 2960 | 2960-24LC-S | CISY904 | FOC1644Y2RG |  |  | Dec 15 2015 2:08PM
Noida | Noida -> Noida132_DataCenter -> Cabinet 41 | Cabinet 41 | RU#33 | Baremetal-31 |  | Dell Computer | PowerEdge R-Series | PowerEdge R420 | DELM067 | 47G6X02 |  |  | Dec 15 2015 2:08PM
Noida | Noida -> Noida132_DataCenter -> Cabinet 41 | Cabinet 41 | RU#32 | Baremetal-30 |  | Dell Computer | PowerEdge R-Series | PowerEdge R420 | DELM067 | BSJZW02 |  |  | Dec 15 2015 2:08PM
Noida | Noida -> Noida132_DataCenter -> Cabinet 41 | Cabinet 41 | RU#31 | Baremetal-39 |  | Dell Computer | PowerEdge R-Series | PowerEdge R420 | DELM067 | GWK1X02 |  |  | Dec 15 2015 2:08PM
Noida | Noida -> Noida132_DataCenter -> Cabinet 41 | Cabinet 41 | RU#30 | Baremetal-28 |  | Dell Computer | PowerEdge R-Series | PowerEdge R420 | DELM067 | GZJ6X02 |  |  | Dec 15 2015 2:09PM
Noida | Noida -> Noida132_DataCenter -> Cabinet 41 | Cabinet 41 | RU#29 | Baremetal-27 |  | Dell Computer | PowerEdge R-Series | PowerEdge R420 | DELM067 | CBG6X02 |  |  | Dec 15 2015 2:09PM
Noida | Noida -> Noida132_DataCenter -> Cabinet 41 | Cabinet 41 | RU#28 | Baremetal-26 |  | Dell Computer | PowerEdge R-Series | PowerEdge R420 | DELM067 | 97G6X02 |  |  | Dec 15 2015 2:09PM
Noida | Noida -> Noida132_DataCenter -> Cabinet 41 | Cabinet 41 | RU#27 | Baremetal-25 |  | Dell Computer | PowerEdge R-Series | PowerEdge R420 | DELM067 | 2SJZW02 |  |  | Dec 15 2015 2:09PM
Noida | Noida -> Noida132_DataCenter -> Cabinet 41 | Cabinet 41 | RU#26 | Baremetal-24 |  | Dell Computer | PowerEdge R-Series | PowerEdge R420 | DELM067 | 5CG6X02 |  |  | Dec 15 2015 2:09PM
Noida | Noida -> Noida132_DataCenter -> Cabinet 41 | Cabinet 41 | RU#25 | Baremetal-23 |  | Dell Computer | PowerEdge R-Series | PowerEdge R420 | DELM067 | 6RG6X02 |  |  | Dec 15 2015 2:09PM
Noida | Noida -> Noida132_DataCenter -> Cabinet 41 | Cabinet 41 | RU#24 | Baremetal-22 |  | Dell Computer | PowerEdge R-Series | PowerEdge R420 | DELM067 | HYJ6X02 |  |  | Dec 15 2015 2:10PM
Noida | Noida -> Noida132_DataCenter -> Cabinet 41 | Cabinet 41 | RU#23 | Baremetal-21 |  | Dell Computer | PowerEdge R-Series | PowerEdge R420 | DELM067 | F9G6X02 |  |  | Dec 15 2015 2:10PM
Noida | Noida -> Noida132_DataCenter -> Cabinet 41 | Cabinet 41 | RU#22 | Baremetal-20 |  | Dell Computer | PowerEdge R-Series | PowerEdge R220 | DELM552 | 6MW4232 |  |  | Dec 15 2015 2:10PM
Noida | Noida -> Noida132_DataCenter -> Cabinet 41 | Cabinet 41 | RU#21 | Baremetal-19 |  | Dell Computer | PowerEdge R-Series | PowerEdge R220 | DELM552 | FPV4232 |  |  | Dec 15 2015 2:10PM
Noida | Noida -> Noida132_DataCenter -> Cabinet 41 | Cabinet 41 | RU#20 | Baremetal-18 |  | Dell Computer | PowerEdge R-Series | PowerEdge R220 | DELM552 | 85X4232 |  |  | Dec 15 2015 2:10PM
Noida | Noida -> Noida132_DataCenter -> Cabinet 41 | Cabinet 41 | RU#19 | Baremetal-17 |  | Dell Computer | PowerEdge R-Series | PowerEdge R220 | DELM552 | 2GW4232 |  |  | Dec 15 2015 2:10PM
Noida | Noida -> Noida132_DataCenter -> Cabinet 41 | Cabinet 41 | RU#18 | Baremetal-16 |  | Dell Computer | PowerEdge R-Series | PowerEdge R220 | DELM552 | 7PW4232 |  |  | Dec 15 2015 2:10PM
Noida | Noida -> Noida132_DataCenter -> Cabinet 41 | Cabinet 41 | RU#17 | Baremetal-15 |  | Dell Computer | PowerEdge R-Series | PowerEdge R220 | DELM552 | JJW4232 |  |  | Dec 15 2015 2:10PM
Noida | Noida -> Noida132_DataCenter -> Cabinet 41 | Cabinet 41 | RU#16 | Baremetal-14 |  | Dell Computer | PowerEdge R-Series | PowerEdge R220 | DELM552 | DPW4232 |  |  | Dec 15 2015 2:10PM
Noida | Noida -> Noida132_DataCenter -> Cabinet 41 | Cabinet 41 | RU#15 | Baremetal-13 |  | Dell Computer | PowerEdge R-Series | PowerEdge R220 | DELM552 | BJW4232 |  |  | Dec 15 2015 2:10PM
Noida | Noida -> Noida132_DataCenter -> Cabinet 41 | Cabinet 41 | RU#14 | Baremetal-12 |  | Dell Computer | PowerEdge R-Series | PowerEdge R220 | DELM552 | 3MW4232 |  |  | Dec 15 2015 2:10PM
Noida | Noida -> Noida132_DataCenter -> Cabinet 41 | Cabinet 41 | RU#13 | Baremetal-11 |  | Dell Computer | PowerEdge R-Series | PowerEdge R220 | DELM552 | HJW4232 |  |  | Dec 15 2015 2:10PM
Noida | Noida -> Noida132_DataCenter -> Cabinet 41 | Cabinet 41 | RU#12 | Baremetal-10 |  | Dell Computer | PowerEdge R-Series | PowerEdge R220 | DELM552 | 5MW4232 |  |  | Dec 15 2015 2:10PM
Noida | Noida -> Noida132_DataCenter -> Cabinet 41 | Cabinet 41 | RU#11 | Baremetal-9 |  | Dell Computer | PowerEdge R-Series | PowerEdge R220 | DELM552 | 7MW4232 |  |  | Dec 15 2015 2:10PM
Noida | Noida -> Noida132_DataCenter -> Cabinet 41 | Cabinet 41 | RU#10 | Baremetal-8 |  | Dell Computer | PowerEdge R-Series | PowerEdge R220 | DELM552 | 3NW4232 |  |  | Dec 15 2015 2:11PM
Noida | Noida -> Noida132_DataCenter -> Cabinet 41 | Cabinet 41 | RU#09 | Baremetal-7 |  | Dell Computer | PowerEdge R-Series | PowerEdge R220 | DELM552 | 8KW4232 |  |  | Dec 15 2015 2:11PM
Noida | Noida -> Noida132_DataCenter -> Cabinet 41 | Cabinet 41 | RU#08 | Baremetal-6 |  | Dell Computer | PowerEdge R-Series | PowerEdge R220 | DELM552 | 2QW4232 |  |  | Dec 15 2015 2:11PM
Noida | Noida -> Noida132_DataCenter -> Cabinet 41 | Cabinet 41 | RU#07 | Baremetal-5 |  | Dell Computer | PowerEdge R-Series | PowerEdge R220 | DELM552 | 2PW4232 |  |  | Dec 15 2015 2:11PM
Noida | Noida -> Noida132_DataCenter -> Cabinet 41 | Cabinet 41 | RU#06 | Baremetal-4 |  | Dell Computer | PowerEdge R-Series | PowerEdge R220 | DELM552 | JPW4232 |  |  | Dec 15 2015 2:11PM
Noida | Noida -> Noida132_DataCenter -> Cabinet 41 | Cabinet 41 | RU#05 | Baremetal-3 |  | Dell Computer | PowerEdge R-Series | PowerEdge R220 | DELM552 | HKW4232 |  |  | Dec 15 2015 2:11PM
Noida | Noida -> Noida132_DataCenter -> Cabinet 41 | Cabinet 41 | RU#04 | Baremetal-2 |  | Dell Computer | PowerEdge R-Series | PowerEdge R220 | DELM552 | GFW4232 |  |  | Dec 15 2015 2:11PM
Noida | Noida -> Noida132_DataCenter -> Cabinet 41 | Cabinet 41 | RU#03 | Baremetal-1 |  | Dell Computer | PowerEdge R-Series | PowerEdge R220 | DELM552 | DQW4232 |  |  | Dec 15 2015 2:11PM
Noida | Noida -> Noida132_DataCenter -> Cabinet 42 | Cabinet 42 | RU#44 | Cisco Nexus 2248TP 1G Fabric Extender |  | Cisco Systems | Nexus 2000 Series | N2K-C2248TP | CSSY349 | SSI16410KKA |  |  | Dec 15 2015 2:11PM
Noida | Noida -> Noida132_DataCenter -> Cabinet 42 | Cabinet 42 | RU#42 | Cisco |  | Cisco Systems | Catalyst 2960 | 2960-24LC-S | CISY904 | FOC1616W1K5 |  |  | Dec 15 2015 2:11PM
Noida | Noida -> Noida132_DataCenter -> Cabinet 42 | Cabinet 42 | RU#25 | Baremetal-55 |  | Dell Computer | PowerEdge R-Series | PowerEdge R420 | DELM067 | BQG6X02 |  |  | Dec 15 2015 2:11PM
Noida | Noida -> Noida132_DataCenter -> Cabinet 42 | Cabinet 42 | RU#24 | Baremetal-54 |  | Dell Computer | PowerEdge R-Series | PowerEdge R420 | DELM067 | H6CGX02 |  |  | Dec 15 2015 2:12PM
Noida | Noida -> Noida132_DataCenter -> Cabinet 42 | Cabinet 42 | RU#23 | Baremetal-53 |  | Dell Computer | PowerEdge R-Series | PowerEdge R420 | DELM067 | 96G6X02 |  |  | Dec 15 2015 2:12PM
Noida | Noida -> Noida132_DataCenter -> Cabinet 42 | Cabinet 42 | RU#22 | Baremetal-52 |  | Dell Computer | PowerEdge R-Series | PowerEdge R420 | DELM067 | 96G6X02 |  |  | Dec 15 2015 2:12PM
Noida | Noida -> Noida132_DataCenter -> Cabinet 42 | Cabinet 42 | RU#21 | Baremetal-51 |  | Dell Computer | PowerEdge R-Series | PowerEdge R420 | DELM067 | F7G6X02 |  |  | Dec 15 2015 2:12PM
Noida | Noida -> Noida132_DataCenter -> Cabinet 42 | Cabinet 42 | RU#20 | Baremetal-50 |  | Dell Computer | PowerEdge R-Series | PowerEdge R420 | DELM067 | H9G6X02 |  |  | Dec 15 2015 2:12PM
Noida | Noida -> Noida132_DataCenter -> Cabinet 42 | Cabinet 42 | RU#19 | Baremetal-49 |  | Dell Computer | PowerEdge R-Series | PowerEdge R420 | DELM067 | 5SK1X02 |  |  | Dec 15 2015 2:12PM
Noida | Noida -> Noida132_DataCenter -> Cabinet 42 | Cabinet 42 | RU#18 | Baremetal-48 |  | Dell Computer | PowerEdge R-Series | PowerEdge R420 | DELM067 | 49G6X02 |  |  | Dec 15 2015 2:12PM
Noida | Noida -> Noida132_DataCenter -> Cabinet 42 | Cabinet 42 | RU#17 | Baremetal-47 |  | Dell Computer | PowerEdge R-Series | PowerEdge R420 | DELM067 | C7G6X02 |  |  | Dec 15 2015 2:13PM
Noida | Noida -> Noida132_DataCenter -> Cabinet 42 | Cabinet 42 | RU#16 | Baremetal-46 |  | Dell Computer | PowerEdge R-Series | PowerEdge R420 | DELM067 | 37G6X02 |  |  | Dec 15 2015 2:13PM
Noida | Noida -> Noida132_DataCenter -> Cabinet 42 | Cabinet 42 | RU#15 | Baremetal-45 |  | Dell Computer | PowerEdge R-Series | PowerEdge R420 | DELM067 | G7G6X02 |  |  | Dec 15 2015 2:13PM
Noida | Noida -> Noida132_DataCenter -> Cabinet 42 | Cabinet 42 | RU#14 | Baremetal-44 |  | Dell Computer | PowerEdge R-Series | PowerEdge R420 | DELM067 | 17G6X02 |  |  | Dec 15 2015 2:13PM
Noida | Noida -> Noida132_DataCenter -> Cabinet 42 | Cabinet 42 | RU#13 | Baremetal-43 |  | Dell Computer | PowerEdge R-Series | PowerEdge R420 | DELM067 | 7WK1X02 |  |  | Dec 15 2015 2:13PM
Noida | Noida -> Noida132_DataCenter -> Cabinet 42 | Cabinet 42 | RU#12 | Baremetal-42 |  | Dell Computer | PowerEdge R-Series | PowerEdge R420 | DELM067 | BWK1X02 |  |  | Dec 15 2015 2:13PM
Noida | Noida -> Noida132_DataCenter -> Cabinet 42 | Cabinet 42 | RU#11 | Baremetal-41 |  | Dell Computer | PowerEdge R-Series | PowerEdge R420 | DELM067 | 70K6X02 |  |  | Dec 15 2015 2:14PM
Noida | Noida -> Noida132_DataCenter -> Cabinet 42 | Cabinet 42 | RU#10 | Baremetal-40 |  | Dell Computer | PowerEdge R-Series | PowerEdge R420 | DELM067 | J8G6X02 |  |  | Dec 15 2015 2:14PM
Noida | Noida -> Noida132_DataCenter -> Cabinet 42 | Cabinet 42 | RU#09 | Baremetal-39 |  | Dell Computer | PowerEdge R-Series | PowerEdge R420 | DELM067 | GWJZW02 |  |  | Dec 15 2015 2:14PM
Noida | Noida -> Noida132_DataCenter -> Cabinet 42 | Cabinet 42 | RU#08 | Baremetal-38 |  | Dell Computer | PowerEdge R-Series | PowerEdge R420 | DELM067 | 8CG6X02 |  |  | Dec 15 2015 2:14PM
Noida | Noida -> Noida132_DataCenter -> Cabinet 42 | Cabinet 42 | RU#07 | Baremetal-37 |  | Dell Computer | PowerEdge R-Series | PowerEdge R420 | DELM067 | 4ZJ6X02 |  |  | Dec 15 2015 2:14PM
Noida | Noida -> Noida132_DataCenter -> Cabinet 42 | Cabinet 42 | RU#06 | Baremetal-36 |  | Dell Computer | PowerEdge R-Series | PowerEdge R420 | DELM067 | 3SJZW02 |  |  | Dec 15 2015 2:14PM
Noida | Noida -> Noida132_DataCenter -> Cabinet 42 | Cabinet 42 | RU#05 | Baremetal-35 |  | Dell Computer | PowerEdge R-Series | PowerEdge R420 | DELM067 | B6G6X02 |  |  | Dec 15 2015 2:14PM
Noida | Noida -> Noida132_DataCenter -> Cabinet 42 | Cabinet 42 | RU#04 | Baremetal-34 |  | Dell Computer | PowerEdge R-Series | PowerEdge R420 | DELM067 | F6G6X02 |  |  | Dec 15 2015 2:15PM
Noida | Noida -> Noida132_DataCenter -> Cabinet 42 | Cabinet 42 | RU#03 | Baremetal-33 |  | Dell Computer | PowerEdge R-Series | PowerEdge R420 | DELM067 | CQG6X02 |  |  | Dec 15 2015 2:15PM
Noida | Noida -> Noida132_DataCenter -> Cabinet 42 | Cabinet 42 | RU#02 | Baremetal-32 |  | Dell Computer | PowerEdge R-Series | PowerEdge R420 | DELM067 | 6SJZX02 |  |  | Dec 15 2015 2:15PM
Noida | Noida -> Noida132_DataCenter -> Cabinet 43 | Cabinet 43 | RU#18 | Cisco Nexus 2248TP 1G Fabric Extender |  | Cisco Systems | Nexus 2000 Series | N2K-C2248TP | CSSY349 | SSI16410DT9 |  |  | Dec 15 2015 2:15PM
Noida | Noida -> Noida132_DataCenter -> Cabinet 43 | Cabinet 43 | RU#17 | Cisco |  | Cisco Systems | Catalyst 2960 | 2960-24LC-S | CISY904 | FOC1613Y0LR |  |  | Dec 15 2015 2:15PM
Noida | Noida -> Noida132_DataCenter -> Cabinet 43 | Cabinet 43 | RU#16 | Baremetal-70 |  | Dell Computer | PowerEdge R-Series | PowerEdge R420 | DELM067 | JCG6X02 |  |  | Dec 15 2015 2:15PM
Noida | Noida -> Noida132_DataCenter -> Cabinet 43 | Cabinet 43 | RU#15 | Baremetal-69 |  | Dell Computer | PowerEdge R-Series | PowerEdge R420 | DELM067 | CFH1X02 |  |  | Dec 15 2015 2:16PM
Noida | Noida -> Noida132_DataCenter -> Cabinet 43 | Cabinet 43 | RU#14 | Baremetal-68 |  | Dell Computer | PowerEdge R-Series | PowerEdge R420 | DELM067 | 5BG6X02 |  |  | Dec 15 2015 2:16PM
Noida | Noida -> Noida132_DataCenter -> Cabinet 43 | Cabinet 43 | RU#13 | Baremetal-67 |  | Dell Computer | PowerEdge R-Series | PowerEdge R420 | DELM067 | BBG6X02 |  |  | Dec 15 2015 2:16PM
Noida | Noida -> Noida132_DataCenter -> Cabinet 43 | Cabinet 43 | RU#12 | Baremetal-66 |  | Dell Computer | PowerEdge R-Series | PowerEdge R420 | DELM067 | HQG6X02 |  |  | Dec 15 2015 2:16PM
Noida | Noida -> Noida132_DataCenter -> Cabinet 43 | Cabinet 43 | RU#11 | Baremetal-65 |  | Dell Computer | PowerEdge R-Series | PowerEdge R420 | DELM067 | 89G6X02 |  |  | Dec 15 2015 2:16PM
Noida | Noida -> Noida132_DataCenter -> Cabinet 43 | Cabinet 43 | RU#10 | Baremetal-64 |  | Dell Computer | PowerEdge R-Series | PowerEdge R420 | DELM067 | DZJ6X02 |  |  | Dec 15 2015 2:16PM
Noida | Noida -> Noida132_DataCenter -> Cabinet 43 | Cabinet 43 | RU#09 | Baremetal-63 |  | Dell Computer | PowerEdge R-Series | PowerEdge R420 | DELM067 | 76G6X02 |  |  | Dec 15 2015 2:16PM
Noida | Noida -> Noida132_DataCenter -> Cabinet 43 | Cabinet 43 | RU#08 | Baremetal-62 |  | Dell Computer | PowerEdge R-Series | PowerEdge R420 | DELM067 | 1CG6X02 |  |  | Dec 15 2015 2:17PM
Noida | Noida -> Noida132_DataCenter -> Cabinet 43 | Cabinet 43 | RU#07 | Baremetal-61 |  | Dell Computer | PowerEdge R-Series | PowerEdge R420 | DELM067 | 6FGZW02 |  |  | Dec 15 2015 2:17PM
Noida | Noida -> Noida132_DataCenter -> Cabinet 43 | Cabinet 43 | RU#06 | Baremetal-60 |  | Dell Computer | PowerEdge R-Series | PowerEdge R420 | DELM067 | 8DG6X02 |  |  | Dec 15 2015 2:17PM
Noida | Noida -> Noida132_DataCenter -> Cabinet 43 | Cabinet 43 | RU#05 | Baremetal-59 |  | Dell Computer | PowerEdge R-Series | PowerEdge R420 | DELM067 | 87G6X02 |  |  | Dec 15 2015 2:17PM
Noida | Noida -> Noida132_DataCenter -> Cabinet 43 | Cabinet 43 | RU#04 | Baremetal-58 |  | Dell Computer | PowerEdge R-Series | PowerEdge R420 | DELM067 | J6G6X02 |  |  | Dec 15 2015 2:17PM
Noida | Noida -> Noida132_DataCenter -> Cabinet 43 | Cabinet 43 | RU#03 | Baremetal-57 |  | Dell Computer | PowerEdge R-Series | PowerEdge R420 | DELM067 | 1RG6X02 |  |  | Dec 15 2015 2:17PM
Noida | Noida -> Noida132_DataCenter -> Cabinet 43 | Cabinet 43 | RU#02 | Baremetal-56 |  | Dell Computer | PowerEdge R-Series | PowerEdge R420 | DELM067 | J7G6X02 |  |  | Dec 15 2015 2:18PM
Noida | Noida -> Noida132_DataCenter -> Cabinet 44 | Cabinet 44 | RU#18 | Cisco Nexus 2248TP 1G Fabric Extender |  | Cisco Systems | Nexus 2000 Series | N2K-C2248TP | CSSY349 | SSI16410DTA |  |  | Dec 15 2015 2:18PM
Noida | Noida -> Noida132_DataCenter -> Cabinet 45 | Cabinet 45 | RU#36 | Cisco Nexus 10G |  | Cisco Systems | Nexus 2000 Series | N2K-C2232PF-10GE | CSSY344 | FOX1645GGE5 |  |  | Dec 15 2015 2:18PM
Noida | Noida -> Noida132_DataCenter -> Cabinet 45 | Cabinet 45 | RU#34 | Cisco Nexus 2248TP 1G Fabric Extender |  | Cisco Systems | Nexus 2000 Series | N2K-C2248TP | CSSY349 | SSI164602W5 |  |  | Dec 15 2015 2:18PM
Noida | Noida -> Noida132_DataCenter -> Cabinet 46 | Cabinet 46 | RU#38 | Cisco Nexus 10G |  | Cisco Systems | Nexus 2000 Series | N2K-C2232PF-10GE | CSSY344 | FOX1647GC62 |  |  | Dec 15 2015 2:19PM
Noida | Noida -> Noida132_DataCenter -> Cabinet 46 | Cabinet 46 | RU#36 | Cisco Nexus 2248TP 1G Fabric Extender |  | Cisco Systems | Nexus 2000 Series | N2K-C2248TP | CSSY349 | SSI164602WE |  |  | Dec 15 2015 2:19PM
Noida | Noida -> Noida132_DataCenter -> Cabinet 47 | Cabinet 47 | RU#44 | Cisco Nexus 2248TP 1G Fabric Extender |  | Cisco Systems | Nexus 2000 Series | N2K-C2248TP | CSSY349 | SSI16410EW8 |  |  | Dec 15 2015 2:19PM
Noida | Noida -> Noida132_DataCenter -> Cabinet 47 | Cabinet 47 | RU#42 | Cisco 2960 Switch |  | Cisco Systems | Catalyst 2960 | 2960-24LC-S | CISY904 | FOC1628Y01M |  |  | Dec 15 2015 2:19PM
Noida | Noida -> Noida132_DataCenter -> Cabinet 47 | Cabinet 47 | RU#27 | PTBUILDERMASTER |  | Hewlett-Packard | ProLiant Gen8 | DL360p G8 | HEPR246 | SGH318TX78 |  |  | Dec 15 2015 2:19PM
Noida | Noida -> Noida132_DataCenter -> Cabinet 47 | Cabinet 47 | RU#26 | PTBUILDBACKUP |  | Hewlett-Packard | ProLiant Gen8 | DL360p G8 | HEPR246 | SGH318TX75 |  |  | Dec 15 2015 2:19PM
Noida | Noida -> Noida132_DataCenter -> Cabinet 47 | Cabinet 47 | RU#24 | no1hpc11 |  | Dell Computer | PowerEdge R-Series | PowerEdge R720 | DELC960 | BMCBF22 |  |  | Dec 15 2015 2:19PM
Noida | Noida -> Noida132_DataCenter -> Cabinet 47 | Cabinet 47 | RU#22 | no1hpc12 |  | Dell Computer | PowerEdge R-Series | PowerEdge R720 | DELC960 | 1LCBF22 |  |  | Dec 15 2015 2:20PM
Noida | Noida -> Noida132_DataCenter -> Cabinet 47 | Cabinet 47 | RU#20 | no1hpc13 |  | Dell Computer | PowerEdge R-Series | PowerEdge R720 | DELC960 | 5HCBF22 |  |  | Dec 15 2015 2:20PM
Noida | Noida -> Noida132_DataCenter -> Cabinet 47 | Cabinet 47 | RU#18 | no1hpc14 |  | Dell Computer | PowerEdge R-Series | PowerEdge R720 | DELC960 | 6PCBF22 |  |  | Dec 15 2015 2:20PM
Noida | Noida -> Noida132_DataCenter -> Cabinet 47 | Cabinet 47 | RU#16 | no1hpc15 |  | Dell Computer | PowerEdge R-Series | PowerEdge R720 | DELC960 | HJCBF22 |  |  | Dec 15 2015 2:20PM
Noida | Noida -> Noida132_DataCenter -> Cabinet 47 | Cabinet 47 | RU#14 | no1hpc16 |  | Dell Computer | PowerEdge R-Series | PowerEdge R720 | DELC960 | 6JCBF22 |  |  | Dec 15 2015 2:20PM
Noida | Noida -> Noida132_DataCenter -> Cabinet 47 | Cabinet 47 | RU#12 | no1hpc17 |  | Dell Computer | PowerEdge R-Series | PowerEdge R720 | DELC960 | 7KCBF22 |  |  | Dec 15 2015 2:20PM
Noida | Noida -> Noida132_DataCenter -> Cabinet 47 | Cabinet 47 | RU#10 | HPC-5 |  | Dell Computer | PowerEdge R-Series | PowerEdge R720 | DELC960 | 12R3X02 |  |  | Dec 15 2015 2:20PM
Noida | Noida -> Noida132_DataCenter -> Cabinet 47 | Cabinet 47 | RU#08 | HPC-4 |  | Dell Computer | PowerEdge R-Series | PowerEdge R720 | DELC960 | 12T0X02 |  |  | Dec 15 2015 2:20PM
Noida | Noida -> Noida132_DataCenter -> Cabinet 47 | Cabinet 47 | RU#06 | HPC-3 |  | Dell Computer | PowerEdge R-Series | PowerEdge R720 | DELC960 | 2ZVYW02 |  |  | Dec 15 2015 2:20PM
Noida | Noida -> Noida132_DataCenter -> Cabinet 47 | Cabinet 47 | RU#04 | HPC-2 |  | Dell Computer | PowerEdge R-Series | PowerEdge R720 | DELC960 | 2XR2X02 |  |  | Dec 15 2015 2:20PM
Noida | Noida -> Noida132_DataCenter -> Cabinet 47 | Cabinet 47 | RU#02 | HPC-1 |  | Dell Computer | PowerEdge R-Series | PowerEdge R720 | DELC960 | 498FR42 |  |  | Dec 15 2015 2:20PM
Noida | Noida -> Noida132_DataCenter -> Cabinet 48 | Cabinet 48 | RU#44 | Cisco Nexus 2248TP 1G Fabric Extender |  | Cisco Systems | Nexus 2000 Series | N2K-C2248TP | CSSY349 | SSI164104LT |  |  | Dec 15 2015 2:20PM
Noida | Noida -> Noida132_DataCenter -> Cabinet 48 | Cabinet 48 | RU#20 | HPC-15 |  | Dell Computer | PowerEdge R-Series | PowerEdge R720 | DELC960 | 798FR42 |  |  | Dec 15 2015 2:21PM
Noida | Noida -> Noida132_DataCenter -> Cabinet 48 | Cabinet 48 | RU#18 | HPC-14 |  | Dell Computer | PowerEdge R-Series | PowerEdge R720 | DELC960 | J88FR42 |  |  | Dec 15 2015 2:21PM
Noida | Noida -> Noida132_DataCenter -> Cabinet 48 | Cabinet 48 | RU#16 | HPC-13 |  | Dell Computer | PowerEdge R-Series | PowerEdge R720 | DELC960 | H88FR42 |  |  | Dec 15 2015 2:21PM
Noida | Noida -> Noida132_DataCenter -> Cabinet 48 | Cabinet 48 | RU#14 | HPC-12 |  | Dell Computer | PowerEdge R-Series | PowerEdge R720 | DELC960 | BYVYW02 |  |  | Dec 15 2015 2:21PM
Noida | Noida -> Noida132_DataCenter -> Cabinet 48 | Cabinet 48 | RU#12 | HPC-11 |  | Dell Computer | PowerEdge R-Series | PowerEdge R720 | DELC960 | CZVYW02 |  |  | Dec 15 2015 2:21PM
Noida | Noida -> Noida132_DataCenter -> Cabinet 48 | Cabinet 48 | RU#10 | HPC-10 |  | Dell Computer | PowerEdge R-Series | PowerEdge R720 | DELC960 | 3GP5X02 |  |  | Dec 15 2015 2:21PM
Noida | Noida -> Noida132_DataCenter -> Cabinet 48 | Cabinet 48 | RU#08 | HPC-9 |  | Dell Computer | PowerEdge R-Series | PowerEdge R720 | DELC960 | 6ZVYW02 |  |  | Dec 15 2015 2:21PM
Noida | Noida -> Noida132_DataCenter -> Cabinet 48 | Cabinet 48 | RU#06 | HPC-8 |  | Dell Computer | PowerEdge R-Series | PowerEdge R720 | DELC960 | 6GP5X02 |  |  | Dec 15 2015 2:21PM
Noida | Noida -> Noida132_DataCenter -> Cabinet 48 | Cabinet 48 | RU#04 | HPC-7 |  | Dell Computer | PowerEdge R-Series | PowerEdge R720 | DELC960 | LZVYW02 |  |  | Dec 15 2015 2:21PM
Noida | Noida -> Noida132_DataCenter -> Cabinet 48 | Cabinet 48 | RU#02 | HPC-6 |  | Dell Computer | PowerEdge R-Series | PowerEdge R720 | DELC960 | 388FR42 |  |  | Dec 15 2015 2:21PM
Noida | Noida -> Noida132_DataCenter -> Cabinet 51 | Cabinet 51 | RU#44 | Cisco Nexus 2248TP 1G Fabric Extender |  | Cisco Systems | Nexus 2000 Series | N2K-C2248TP | CSSY349 | SSI16410JXF |  |  | Dec 15 2015 2:21PM
Noida | Noida -> Noida132_DataCenter -> Cabinet 51 | Cabinet 51 | RU#42 | GLAB-SANSW02 |  | IBM | TotalStorage | 2498-B24 | IBMM549 | 10341LG |  |  | Dec 15 2015 2:22PM
Noida | Noida -> Noida132_DataCenter -> Cabinet 51 | Cabinet 51 | RU#41 | GLAB-SANSW01 |  | IBM | TotalStorage | 2498-B24 | IBMM549 | 10341GT |  |  | Dec 15 2015 2:22PM
Noida | Noida -> Noida132_DataCenter -> Cabinet 51 | Cabinet 51 | RU#24 | Shelf 2 |  | IBM | Storwize | V7000 (2076-124) | IBMC163 | 78N2DPP |  |  | Dec 15 2015 2:22PM
Noida | Noida -> Noida132_DataCenter -> Cabinet 51 | Cabinet 51 | RU#22 | Shelf 3 |  | IBM | Storwize | V7000 (2076-124) | IBMC163 | 78N2GXY |  |  | Dec 15 2015 2:22PM
Noida | Noida -> Noida132_DataCenter -> Cabinet 51 | Cabinet 51 | RU#20 | GLAB-V7000 |  | IBM | Storwize | V7000 (2076-124) | IBMC163 | 78N2DPP |  |  | Dec 15 2015 2:22PM
Noida | Noida -> Noida132_DataCenter -> Cabinet 51 | Cabinet 51 | RU#18 | Shelf 1 |  | IBM | Storwize | V7000 (2076-124) | IBMC163 | 78N2K2H |  |  | Dec 15 2015 2:23PM
Noida | Noida -> Noida132_DataCenter -> Cabinet 51 | Cabinet 51 | RU#15 | ps-ind-esx04 |  | Hewlett-Packard | ProLiant Gen7 | DL380 G7-SFF | HEPK280 | SGH2247BBL |  |  | Dec 15 2015 2:23PM
Noida | Noida -> Noida132_DataCenter -> Cabinet 51 | Cabinet 51 | RU#13 | ps-ind-esx05 |  | Hewlett-Packard | ProLiant Gen7 | DL380 G7-SFF | HEPK280 | SGH2247BBP |  |  | Dec 15 2015 2:23PM
Noida | Noida -> Noida132_DataCenter -> Cabinet 51 | Cabinet 51 | RU#02 | glab-ind-ibmflx |  | IBM | Enterprise | Flex Chassis, types 7893,8721,8724 | IBMC890 | 06TWDN1 |  |  | Dec 15 2015 2:24PM
Noida | Noida -> Noida132_DataCenter -> Cabinet 52 | Cabinet 52 | RU#44 | Cisco Nexus 2248TP 1G Fabric Extender |  | Cisco Systems | Nexus 2000 Series | N2K-C2248TP | CSSY349 | SSI1641090B |  |  | Dec 15 2015 2:24PM
Noida | Noida -> Noida132_DataCenter -> Cabinet 52 | Cabinet 52 | RU#34 | PS-IND-AIX01 |  | IBM | P-Series | p6-520 | IBMM755 | 06-ACC22 |  |  | Dec 15 2015 2:24PM
Noida | Noida -> Noida132_DataCenter -> Cabinet 52 | Cabinet 52 | RU#30 | PS-IND-AIX02 |  | IBM | P-Series | p6-520 | IBMM755 | 06-ACBE2 |  |  | Dec 15 2015 2:24PM
Noida | Noida -> Noida132_DataCenter -> Cabinet 52 | Cabinet 52 | RU#26 | PS-IND-AIX03 |  | IBM | P-Series | p6-520 | IBMM755 | 06-ACBD2 |  |  | Dec 15 2015 2:24PM
Noida | Noida -> Noida132_DataCenter -> Cabinet 52 | Cabinet 52 | RU#22 | ps-ind-esx03 |  | Hewlett-Packard | ProLiant | DL580 G5 | HEPD255 | SGH842YHMS |  |  | Dec 15 2015 2:24PM
Noida | Noida -> Noida132_DataCenter -> Cabinet 52 | Cabinet 52 | RU#18 | ps-ind-esx02 |  | Hewlett-Packard | ProLiant | DL580 G5 | HEPD255 | SGH842YHMJ |  |  | Dec 15 2015 2:24PM
Noida | Noida -> Noida132_DataCenter -> Cabinet 52 | Cabinet 52 | RU#14 | ps-ind-esx01 |  | Hewlett-Packard | ProLiant | DL580 G5 | HEPD255 | SGH842YHN1 |  |  | Dec 15 2015 2:24PM
Noida | Noida -> Noida132_DataCenter -> Cabinet 52 | Cabinet 52 | RU#07 | noineta storage |  | NetApp | NetCache | DS14 | NATC030 | PMA944430088425 |  |  | Dec 15 2015 2:25PM
Noida | Noida -> Noida132_DataCenter -> Cabinet 52 | Cabinet 52 | RU#03 | NOINETA02-1 &amp; NOINETA02-2 |  | NetApp | FAS Series | FAS2050 | NATC190 | NTAPDNH-0803NV32UV |  |  | Dec 15 2015 2:25PM
Noida | Noida -> Noida132_DataCenter -> Cabinet 55 | Cabinet 55 | RU#41 | SW55 |  | Cisco Systems | Nexus 2000 Series | N2K-C2232PF-10GE | CSSY344 | SSI1644055N |  |  | Dec 15 2015 2:25PM
Noida | Noida -> Noida132_DataCenter -> Cabinet 56 | Cabinet 56 | RU#41 | SW56 |  | Cisco Systems | Nexus 2000 Series | N2K-C2232PF-10GE | CSSY344 | SSI164600ND |  |  | Dec 15 2015 2:26PM
Noida | Noida -> Noida132_ESR -> Cabinet 01 | Cabinet 01 | RU#44 | RackSwitch01 |  | Cisco Systems | Nexus 2000 Series | N2K-C2248TP | CSSY349 | SSI16410DK2 |  |  | Dec 15 2015 4:15PM
Noida | Noida -> Noida132_ESR -> Cabinet 01 | Cabinet 01 | RU#24 | CENHP1 |  | Hewlett-Packard | rp3400 Series | rp3410 | HEPA556 | SGH48210D2 |  |  | Dec 15 2015 4:15PM
Noida | Noida -> Noida132_ESR -> Cabinet 01 | Cabinet 01 | RU#22 | HPGOLD |  | Hewlett-Packard | rp3400 Series | rp3410 | HEPA556 | SGH48210D3 |  |  | Dec 15 2015 4:15PM
Noida | Noida -> Noida132_ESR -> Cabinet 01 | Cabinet 01 | RU#20 | Dell Power Edge 710 |  | Dell Computer | PowerEdge R-Series | PowerEdge R710 (2.5 Inch HDD) | DELL965 | GTXD6BS |  |  | Dec 15 2015 4:16PM
Noida | Noida -> Noida132_ESR -> Cabinet 01 | Cabinet 01 | RU#18 | Dell Power Edge 710 |  | Dell Computer | PowerEdge R-Series | PowerEdge R710 (2.5 Inch HDD) | DELL965 | FTXD6BS |  |  | Dec 15 2015 4:16PM
Noida | Noida -> Noida132_ESR -> Cabinet 01 | Cabinet 01 | RU#16 | Dell Power Edge 710 |  | Dell Computer | PowerEdge R-Series | PowerEdge R710 (2.5 Inch HDD) | DELL965 | DTXD6BS |  |  | Dec 15 2015 4:16PM
Noida | Noida -> Noida132_ESR -> Cabinet 01 | Cabinet 01 | RU#14 | WFMLABSUN |  | SUN Microsystems | Sun Fire | V240 | SUN182 | FN51840248 |  |  | Dec 15 2015 4:16PM
Noida | Noida -> Noida132_ESR -> Cabinet 01 | Cabinet 01 | RU#10 | NVIDIA1 |  | Nvidia | Quadro | Quadro VCA | NVID049 | 8YZZGY1 |  |  | Dec 15 2015 4:16PM
Noida | Noida -> Noida132_ESR -> Cabinet 01 | Cabinet 01 | RU#08 | Sunimage |  | SUN Microsystems | Sun Fire | V240 | SUN182 | FN42350011 |  |  | Dec 15 2015 4:16PM
Noida | Noida -> Noida132_ESR -> Cabinet 01 | Cabinet 01 | RU#06 | ESG-INDIA-SOL |  | SUN Microsystems | Sun Fire | V240 | SUN182 | FN51650065 |  |  | Dec 15 2015 4:16PM
Noida | Noida -> Noida132_ESR -> Cabinet 01 | Cabinet 01 | RU#04 | D-SUN-R1-29-30 |  | SUN Microsystems | Sun Fire | Sun Fire X4200 | SUN771 | 0822BD2338 |  |  | Dec 15 2015 4:17PM
Noida | Noida -> Noida132_ESR -> Cabinet 01 | Cabinet 01 | RU#02 | FslabSun |  | SUN Microsystems | Sun Fire | V240 | SUN182 | FN53740234 |  |  | Dec 15 2015 4:17PM
Noida | Noida -> Noida132_ESR -> Cabinet 02 | Cabinet 02 | RU#44 | RackSwitch02 |  | Cisco Systems | Nexus 2000 Series | N2K-C2248TP | CSSY349 | SSI164104KA |  |  | Dec 15 2015 4:17PM
Noida | Noida -> Noida132_ESR -> Cabinet 02 | Cabinet 02 | RU#38 | AIX-UP1 |  | IBM | P-Series | p5-520 | IBMN169 | 06-9DBDG |  |  | Dec 15 2015 4:17PM
Noida | Noida -> Noida132_ESR -> Cabinet 02 | Cabinet 02 | RU#34 | AIXSpice |  | IBM | P-Series | p5-520 | IBMN169 | 65-015CG |  |  | Dec 15 2015 4:17PM
Noida | Noida -> Noida132_ESR -> Cabinet 02 | Cabinet 02 | RU#30 | Coolaix |  | IBM | P-Series | p5-520 | IBMN169 | 06-9DC0G |  |  | Dec 15 2015 4:17PM
Noida | Noida -> Noida132_ESR -> Cabinet 02 | Cabinet 02 | RU#26 | AixForms4 |  | IBM | P-Series | p5-520 | IBMN169 | 65-015BG |  |  | Dec 15 2015 4:17PM
Noida | Noida -> Noida132_ESR -> Cabinet 02 | Cabinet 02 | RU#22 | Aixblack |  | IBM | P-Series | p5-520 | IBMN169 | 06-CF43G |  |  | Dec 15 2015 4:18PM
Noida | Noida -> Noida132_ESR -> Cabinet 02 | Cabinet 02 | RU#18 | Aixform1 |  | IBM | P-Series | p5-520 | IBMN169 | 65-01DG |  |  | Dec 15 2015 4:18PM
Noida | Noida -> Noida132_ESR -> Cabinet 02 | Cabinet 02 | RU#14 | Aixforms3 |  | IBM | P-Series | p5-520 | IBMN169 | 06-160BG |  |  | Dec 15 2015 4:18PM
Noida | Noida -> Noida132_ESR -> Cabinet 02 | Cabinet 02 | RU#10 | AixBlue |  | IBM | P-Series | p5-520 | IBMN169 | 06-C901G |  |  | Dec 15 2015 4:18PM
Noida | Noida -> Noida132_ESR -> Cabinet 02 | Cabinet 02 | RU#06 | Harsha |  | IBM | P-Series | p5-570 | IBMN872 | 65-7567E |  |  | Dec 15 2015 4:18PM
Noida | Noida -> Noida132_ESR -> Cabinet 02 | Cabinet 02 | RU#02 | Pdflqe-aix |  | IBM | P-Series | p6-520 | IBMM755 | 06-A4AD2 |  |  | Dec 15 2015 4:18PM
Noida | Noida -> Noida132_ESR -> Cabinet 03 | Cabinet 03 | RU#44 | RackSwitch03 |  | Cisco Systems | Nexus 2000 Series | N2K-C2248TP | CSSY349 | SSI16410JXG |  |  | Dec 15 2015 4:18PM
Noida | Noida -> Noida132_ESR -> Cabinet 03 | Cabinet 03 | RU#34 | Form15 H |  | IBM | P-Series | p5-520 | IBMN169 | 65-0158G |  |  | Dec 15 2015 4:18PM
Noida | Noida -> Noida132_ESR -> Cabinet 03 | Cabinet 03 | RU#30 | White house |  | IBM | P-Series | p5-520 | IBMN169 | 65-0159G |  |  | Dec 15 2015 4:19PM
Noida | Noida -> Noida132_ESR -> Cabinet 03 | Cabinet 03 | RU#26 | Aiximage |  | IBM | P-Series | p5-520 | IBMN169 | 06-244AG |  |  | Dec 15 2015 4:19PM
Noida | Noida -> Noida132_ESR -> Cabinet 03 | Cabinet 03 | RU#22 | PERF-AIX |  | IBM | P-Series | p6-520 | IBMM755 | 062DF15 |  |  | Dec 15 2015 4:19PM
Noida | Noida -> Noida132_ESR -> Cabinet 03 | Cabinet 03 | RU#18 | Con-Aix1 |  | IBM | P-Series | p5-520 | IBMN169 | 06-244CG |  |  | Dec 15 2015 4:19PM
Noida | Noida -> Noida132_ESR -> Cabinet 03 | Cabinet 03 | RU#14 | AiXPink |  | IBM | P-Series | p5-520 | IBMN169 | 06-AC4EG |  |  | Dec 15 2015 4:19PM
Noida | Noida -> Noida132_ESR -> Cabinet 03 | Cabinet 03 | RU#10 | ARSENAL |  | IBM | P-Series | p5-520 | IBMN169 | 06-9DBEG |  |  | Dec 15 2015 4:19PM
Noida | Noida -> Noida132_ESR -> Cabinet 03 | Cabinet 03 | RU#06 | AixGreen |  | IBM | P-Series | p5-520 | IBMN169 | 06-CF42G |  |  | Dec 15 2015 4:19PM
Noida | Noida -> Noida132_ESR -> Cabinet 03 | Cabinet 03 | RU#02 | AixWhite |  | IBM | P-Series | p5-520 | IBMN169 | 06-CF21G |  |  | Dec 15 2015 4:20PM
Noida | Noida -> Noida132_ESR -> Cabinet 04 | Cabinet 04 | RU#44 | RackSwitch04 |  | Cisco Systems | Nexus 2000 Series | N2K-C2248TP | CSSY349 | SSI16410DK1 |  |  | Dec 15 2015 4:20PM
Noida | Noida -> Noida132_ESR -> Cabinet 04 | Cabinet 04 | RU#34 | xtg-hpuxia64 |  | IBM | P-Series | p5-520 | IBMN169 | 062DF35 |  |  | Dec 15 2015 4:20PM
Noida | Noida -> Noida132_ESR -> Cabinet 04 | Cabinet 04 | RU#31 | Sun Oracle Sparc T4-2 |  | SUN Microsystems | SPARCServer | SPARC T4-2 | SUNM525 | AK00193293 |  |  | Dec 15 2015 4:20PM
Noida | Noida -> Noida132_ESR -> Cabinet 04 | Cabinet 04 | RU#29 | HPUX-SAP |  | Hewlett-Packard | Integrity | RX2800 i4 | HEPR638 | SGH411DC9F |  |  | Dec 15 2015 4:20PM
Noida | Noida -> Noida132_ESR -> Cabinet 04 | Cabinet 04 | RU#22 | SOLARIS11 |  | SUN Microsystems | Enterprise | M4000 | SUNM012 | BDF1325F81 |  |  | Dec 15 2015 4:20PM
Noida | Noida -> Noida132_ESR -> Cabinet 04 | Cabinet 04 | RU#21 | SOLSUN |  | SUN Microsystems | Sun Fire | V210 | SUN184 | FM61720091 |  |  | Dec 15 2015 4:20PM
Noida | Noida -> Noida132_ESR -> Cabinet 04 | Cabinet 04 | RU#17 | SSAIX |  | IBM | P-Series | p6-520 | IBMM755 | 062DF35 |  |  | Dec 15 2015 4:20PM
Noida | Noida -> Noida132_ESR -> Cabinet 04 | Cabinet 04 | RU#15 | HPSAP |  | Hewlett-Packard | Integrity | rx2660 | HEPD058 | 06-160DG |  |  | Dec 15 2015 4:20PM
Noida | Noida -> Noida132_ESR -> Cabinet 04 | Cabinet 04 | RU#12 | PDFMSUN |  | SUN Microsystems | Sun Fire | V210 | SUN184 | FM54920210 |  |  | Dec 15 2015 4:21PM
Noida | Noida -> Noida132_ESR -> Cabinet 04 | Cabinet 04 | RU#11 | REDSOL |  | SUN Microsystems | Sun Fire | V215 | SUN902 | 0808FML0CK |  |  | Dec 15 2015 4:21PM
Noida | Noida -> Noida132_ESR -> Cabinet 04 | Cabinet 04 | RU#10 | SUNCON |  | SUN Microsystems | Sun Fire | V210 | SUN184 | FM61720113 |  |  | Dec 15 2015 4:21PM
Noida | Noida -> Noida132_ESR -> Cabinet 04 | Cabinet 04 | RU#09 | SUNSOL |  | SUN Microsystems | Sun Fire | V210 | SUN184 | FM54920219 |  |  | Dec 15 2015 4:21PM
Noida | Noida -> Noida132_ESR -> Cabinet 04 | Cabinet 04 | RU#08 | HP-R7-16 |  | Hewlett-Packard | Integrity | rx1600 | HEPA018 |  |  |  | Dec 15 2015 4:21PM
Noida | Noida -> Noida132_ESR -> Cabinet 04 | Cabinet 04 | RU#06 | PERF-SOL |  | SUN Microsystems | Enterprise | M3000 | SUN062 | PX60943120 |  |  | Dec 15 2015 4:21PM
Noida | Noida -> Noida132_ESR -> Cabinet 04 | Cabinet 04 | RU#02 | PMAIX |  | IBM | P-Series | p6-520 | IBMM755 | 06-C47F4 |  |  | Dec 15 2015 4:21PM
Noida | Noida -> Noida132_ESR -> Cabinet 05 | Cabinet 05 | RU#36 | RackSwitch05 |  | Cisco Systems | Nexus 2000 Series | N2K-C2248TP | CSSY349 | SSI164104M0 |  |  | Dec 15 2015 4:21PM
Noida | Noida -> Noida132_ESR -> Cabinet 05 | Cabinet 05 | RU#24 | IBM Power 730 |  | IBM | Power 7 Series | Power 730 Express | IBMC020 | 10A8BOT |  |  | Dec 15 2015 4:21PM
Noida | Noida -> Noida132_ESR -> Cabinet 05 | Cabinet 05 | RU#22 | IBM Power 730 |  | IBM | Power 7 Series | Power 730 Express | IBMC020 | 0613DCV |  |  | Dec 15 2015 4:21PM
Noida | Noida -> Noida132_ESR -> Cabinet 05 | Cabinet 05 | RU#21 | HP Proliant DL165 G7 |  | Hewlett-Packard | ProLiant Gen7 | DL165 G7 | HEPK259 | SGH128X87X |  |  | Dec 15 2015 4:22PM
Noida | Noida -> Noida132_ESR -> Cabinet 05 | Cabinet 05 | RU#19 | HP Proliant DL380p G8 |  | Hewlett-Packard | ProLiant Gen8 | DL380p G8 - SFF | HEPC893 | SGH2278N9B |  |  | Dec 15 2015 4:22PM
Noida | Noida -> Noida132_ESR -> Cabinet 05 | Cabinet 05 | RU#18 | HP Proliant DL360 G7 |  | Hewlett-Packard | ProLiant Gen7 | DL165 G7 | HEPK259 | SGH143X1XP |  |  | Dec 15 2015 4:22PM
Noida | Noida -> Noida132_ESR -> Cabinet 05 | Cabinet 05 | RU#16 | HP Proliant DL360 G7 |  | Hewlett-Packard | ProLiant Gen7 | DL165 G7 | HEPK259 | SGH143X1XS |  |  | Dec 15 2015 4:22PM
Noida | Noida -> Noida132_ESR -> Cabinet 05 | Cabinet 05 | RU#12 | SOL9 |  | SUN Microsystems | Sun Fire | V240 | SUN182 | FN63050082 |  |  | Dec 15 2015 4:22PM
Noida | Noida -> Noida132_ESR -> Cabinet 05 | Cabinet 05 | RU#10 | SULTAN |  | SUN Microsystems | Enterprise | M3000 | SUN062 | PX60936046 |  |  | Dec 15 2015 4:22PM
Noida | Noida -> Noida132_ESR -> Cabinet 05 | Cabinet 05 | RU#09 | AIBASECAMP |  | Dell Computer | PowerEdge | PowerEdge 1950 (Open 4 HDD) | DELL785 | BC33M1S |  |  | Dec 15 2015 4:22PM
Noida | Noida -> Noida132_ESR -> Cabinet 05 | Cabinet 05 | RU#07 | SUN-R1-31-32 |  | SUN Microsystems | Enterprise | M3000 | SUN062 | PX61046099 |  |  | Dec 15 2015 4:22PM
Noida | Noida -> Noida132_ESR -> Cabinet 05 | Cabinet 05 | RU#06 | SARVAGYA |  | Hewlett-Packard | ProLiant | DL145 | HP932 | CN66380AK0 |  |  | Dec 15 2015 4:23PM
Noida | Noida -> Noida132_ESR -> Cabinet 05 | Cabinet 05 | RU#05 | SUN10 |  | Hewlett-Packard | ProLiant | DL145 | HP932 | 0751FML0H9 |  |  | Dec 15 2015 4:23PM
Noida | Noida -> Noida132_ESR -> Cabinet 05 | Cabinet 05 | RU#04 | SUNMON |  | Hewlett-Packard | ProLiant | DL145 | HP932 | 0751FML0H7 |  |  | Dec 15 2015 4:23PM
Noida | Noida -> Noida132_ESR -> Cabinet 05 | Cabinet 05 | RU#03 | BLUESOL |  | Hewlett-Packard | ProLiant | DL145 | HP932 | 0812FML05S |  |  | Dec 15 2015 4:23PM
Noida | Noida -> Noida132_ESR -> Cabinet 05 | Cabinet 05 | RU#02 | BLACKSOL |  | Hewlett-Packard | ProLiant | DL145 | HP932 | 0812FML05W |  |  | Dec 15 2015 4:23PM
Noida | Noida -> Noida132_ESR -> Cabinet 05 -> HP Proliant DL380p G8 | HP Proliant DL380p G8 | Slot#9 | 662883-B21 |  | Hewlett-Packard | ProLiant Gen8 | 662883-B21 | HEPC894 |  |  |  | Dec 15 2015 4:22PM
Noida | Noida -> Noida132_ESR -> Cabinet 06 | Cabinet 06 | RU#41 | Cisco Nexus 5596UP |  | Cisco Systems | Nexus 5000 Series | N5K-C5596UP-FA | CSCY543 | FOX1647GY31 |  |  | Dec 15 2015 4:24PM
Noida | Noida -> Noida132_ESR -> Cabinet 06 | Cabinet 06 | RU#39 | Cisco Nexus 5596UP |  | Cisco Systems | Nexus 5000 Series | N5K-C5596UP-FA | CSCY543 | FOX1649H7JM |  |  | Dec 15 2015 4:24PM
Noida | Noida -> Noida132_ESR -> Cabinet 06 | Cabinet 06 | RU#38 | RackSwitch06 |  | Cisco Systems | Nexus 2000 Series | N2K-C2248TP | CSSY349 | SSI16410JX7 |  |  | Dec 15 2015 4:24PM
Noida | Noida -> Noida132_ESR -> Cabinet 06 | Cabinet 06 | RU#32 | redware AppDirector |  | Radware | AppDirector | appDirector 2016 | RADW260 | 100095740 |  |  | Dec 15 2015 4:25PM
Noida | Noida -> Noida132_ESR -> Cabinet 06 | Cabinet 06 | RU#28 | HP Proliant DL385p Gen8 |  | Hewlett-Packard | ProLiant Gen8 | DL385p G8 | HEPR352 | SGH2278N97 |  |  | Dec 15 2015 4:25PM
Noida | Noida -> Noida132_ESR -> Cabinet 06 | Cabinet 06 | RU#26 | HP Proliant DL385p Gen8 |  | Hewlett-Packard | ProLiant Gen8 | DL385p G8 | HEPR352 | CN733001RR |  |  | Dec 15 2015 4:25PM
Noida | Noida -> Noida132_ESR -> Cabinet 06 | Cabinet 06 | RU#24 | HP Proliant DL385p Gen8 |  | Hewlett-Packard | ProLiant Gen8 | DL385p G8 | HEPR352 | SGH251J3V2 |  |  | Dec 15 2015 4:25PM
Noida | Noida -> Noida132_ESR -> Cabinet 06 | Cabinet 06 | RU#22 | HP Proliant DL385p Gen8 |  | Hewlett-Packard | ProLiant Gen8 | DL385p G8 | HEPR352 | SGH251J3V4 |  |  | Dec 15 2015 4:25PM
Noida | Noida -> Noida132_ESR -> Cabinet 06 | Cabinet 06 | RU#20 | HP Proliant DL385p Gen8 |  | Hewlett-Packard | ProLiant Gen8 | DL385p G8 | HEPR352 | SGH2278N99 |  |  | Dec 15 2015 4:25PM
Noida | Noida -> Noida132_ESR -> Cabinet 06 | Cabinet 06 | RU#18 | HP Proliant DL385p Gen8 |  | Hewlett-Packard | ProLiant Gen8 | DL385p G8 | HEPR352 | CN733001RS |  |  | Dec 15 2015 4:25PM
Noida | Noida -> Noida132_ESR -> Cabinet 06 | Cabinet 06 | RU#16 | EDTSERVER2 |  | Hewlett-Packard | ProLiant Gen6 | DL380 G6 | HEPD950 | SGH005X8XW |  |  | Dec 15 2015 4:25PM
Noida | Noida -> Noida132_ESR -> Cabinet 06 | Cabinet 06 | RU#14 | EDTSERVER1 |  | Hewlett-Packard | ProLiant Gen6 | DL380 G6 | HEPD950 | SGH005X8XT |  |  | Dec 15 2015 4:25PM
Noida | Noida -> Noida132_ESR -> Cabinet 06 | Cabinet 06 | RU#12 | ID-DAILY-WB-3 |  | Hewlett-Packard | ProLiant Gen6 | DL380 G6 | HEPD950 | SGH003XTW9 |  |  | Dec 15 2015 4:25PM
Noida | Noida -> Noida132_ESR -> Cabinet 06 | Cabinet 06 | RU#08 | Aix Connector |  | IBM | P-Series | p5-520 | IBMN169 | 06-160FG |  |  | Dec 15 2015 4:26PM
Noida | Noida -> Noida132_ESR -> Cabinet 06 | Cabinet 06 | RU#04 | Aix Red |  | IBM | P-Series | p5-520 | IBMN169 | 06-AC4BG |  |  | Dec 15 2015 4:26PM
Noida | Noida -> Noida132_ESR -> Cabinet 06 | Cabinet 06 | RU#02 | INCLU1STO01DELL. |  | Dell Computer | PowerVault NX Series | Powervault NX3200 | DELM327 | SGH007XT8N |  |  | Dec 15 2015 4:26PM
Noida | Noida -> Noida132_ESR -> Cabinet 07 | Cabinet 07 | RU#44 | RackSwitch07 |  | Cisco Systems | Nexus 2000 Series | N2K-C2248TP | CSSY349 | SSI16410DMS |  |  | Dec 15 2015 4:26PM
Noida | Noida -> Noida132_ESR -> Cabinet 07 | Cabinet 07 | RU#29 | HP Proliant DL160 G6 |  | Hewlett-Packard | ProLiant Gen6 | DL160 G6 | HEPD973 | SGH128X885 |  |  | Dec 15 2015 4:26PM
Noida | Noida -> Noida132_ESR -> Cabinet 07 | Cabinet 07 | RU#28 | HP Proliant DL160 G6 |  | Hewlett-Packard | ProLiant Gen6 | DL160 G6 | HEPD973 | SGH128X883 |  |  | Dec 15 2015 4:26PM
Noida | Noida -> Noida132_ESR -> Cabinet 07 | Cabinet 07 | RU#26 | INCLU1EAR03DELL. |  | Dell Computer | PowerVault NX Series | Powervault NX3200 | DELM327 | J12Z132 |  |  | Dec 15 2015 4:27PM
Noida | Noida -> Noida132_ESR -> Cabinet 07 | Cabinet 07 | RU#24 | INCLU1EAR02DELL |  | Dell Computer | PowerEdge R-Series | PowerEdge R720 | DELC960 | DFNBW22 |  |  | Dec 15 2015 4:27PM
Noida | Noida -> Noida132_ESR -> Cabinet 07 | Cabinet 07 | RU#22 | INCLU1EAR01DELL |  | Dell Computer | PowerEdge R-Series | PowerEdge R720 | DELC960 | HFNBW22 |  |  | Dec 15 2015 4:27PM
Noida | Noida -> Noida132_ESR -> Cabinet 07 | Cabinet 07 | RU#20 | INCLU1EASDELL. |  | Dell Computer | PowerEdge R-Series | PowerEdge R720 | DELC960 | FFNBW22 |  |  | Dec 15 2015 4:27PM
Noida | Noida -> Noida132_ESR -> Cabinet 07 | Cabinet 07 | RU#18 | AMT-VMHOST7 |  | Dell Computer | PowerEdge R-Series | PowerEdge R720 | DELC960 | 4GNBW22 |  |  | Dec 15 2015 4:27PM
Noida | Noida -> Noida132_ESR -> Cabinet 07 | Cabinet 07 | RU#16 | ID-DAILY-WB-1 |  | Hewlett-Packard | ProLiant Gen6 | DL380 G6 | HEPD950 | SGH012XER7 |  |  | Dec 15 2015 4:27PM
Noida | Noida -> Noida132_ESR -> Cabinet 07 | Cabinet 07 | RU#15 | SUNCON1 |  | SUN Microsystems | Sun Fire | V210 | SUN184 | FM61520078 |  |  | Dec 15 2015 4:27PM
Noida | Noida -> Noida132_ESR -> Cabinet 07 | Cabinet 07 | RU#13 | AMT-VMHOST6 |  | Hewlett-Packard | ProLiant Gen6 | DL380 G6 | HEPD950 | SGH007XT8N |  |  | Dec 15 2015 4:27PM
Noida | Noida -> Noida132_ESR -> Cabinet 07 | Cabinet 07 | RU#11 | PMSOL |  | SUN Microsystems | Enterprise | M3000 | SUN062 | PX60943119 |  |  | Dec 15 2015 4:27PM
Noida | Noida -> Noida132_ESR -> Cabinet 07 | Cabinet 07 | RU#10 | PRIMUS |  | SUN Microsystems | Sun Fire | V20z | SUN631 | FG350600214 |  |  | Dec 15 2015 4:27PM
Noida | Noida -> Noida132_ESR -> Cabinet 07 | Cabinet 07 | RU#06 | AIX Central |  | IBM | P-Series | p5-520 | IBMN169 | 06-CF4EG |  |  | Dec 15 2015 4:27PM
Noida | Noida -> Noida132_ESR -> Cabinet 07 | Cabinet 07 | RU#02 | CHETAK |  | IBM | P-Series | p6-520 | IBMM755 | 06-C4834 |  |  | Dec 15 2015 4:28PM
Noida | Noida -> Noida132_ESR -> Cabinet 08 | Cabinet 08 | RU#44 | RackSwitch08 |  | Cisco Systems | Nexus 2000 Series | N2K-C2248TP | CSSY349 | SSI16410KK8 |  |  | Dec 15 2015 4:28PM
Noida | Noida -> Noida132_ESR -> Cabinet 08 | Cabinet 08 | RU#26 | Ptv-array01 |  | Hewlett-Packard | ProLiant Gen8 | DL360p G8 | HEPR246 | SGH252JK3J |  |  | Dec 15 2015 4:28PM
Noida | Noida -> Noida132_ESR -> Cabinet 08 | Cabinet 08 | RU#25 | Ptvmhost02 |  | Hewlett-Packard | ProLiant Gen8 | DL360p G8 | HEPR246 | SGH252JK3V |  |  | Dec 15 2015 4:28PM
Noida | Noida -> Noida132_ESR -> Cabinet 08 | Cabinet 08 | RU#24 | Ptvmhost01 |  | Hewlett-Packard | ProLiant Gen8 | DL360p G8 | HEPR246 |  |  |  | Dec 15 2015 4:28PM
Noida | Noida -> Noida132_ESR -> Cabinet 08 | Cabinet 08 | RU#23 | Ptvmhost03 |  | Hewlett-Packard | ProLiant Gen8 | DL360p G8 | HEPR246 |  |  |  | Dec 15 2015 4:28PM
Noida | Noida -> Noida132_ESR -> Cabinet 08 | Cabinet 08 | RU#22 | Ptv-array03 |  | Hewlett-Packard | ProLiant Gen8 | DL360p G8 | HEPR246 | SGH252JK3M |  |  | Dec 15 2015 4:28PM
Noida | Noida -> Noida132_ESR -> Cabinet 08 | Cabinet 08 | RU#21 | Ptvmhost06 |  | Hewlett-Packard | ProLiant Gen8 | DL360p G8 | HEPR246 |  |  |  | Dec 15 2015 4:29PM
Noida | Noida -> Noida132_ESR -> Cabinet 08 | Cabinet 08 | RU#20 | Pt-Iperf03 |  | Hewlett-Packard | ProLiant Gen8 | DL360p G8 | HEPR246 | SGH252JK38 |  |  | Dec 15 2015 4:29PM
Noida | Noida -> Noida132_ESR -> Cabinet 08 | Cabinet 08 | RU#19 | Pt-hperf01 |  | Hewlett-Packard | ProLiant Gen8 | DL360p G8 | HEPR246 | SGH252JK32 |  |  | Dec 15 2015 4:29PM
Noida | Noida -> Noida132_ESR -> Cabinet 08 | Cabinet 08 | RU#18 | Ptv-array02 |  | Hewlett-Packard | ProLiant Gen8 | DL360p G8 | HEPR246 | SGH252JK3A |  |  | Dec 15 2015 4:29PM
Noida | Noida -> Noida132_ESR -> Cabinet 08 | Cabinet 08 | RU#17 | pPt-hperf02 |  | Hewlett-Packard | ProLiant Gen8 | DL360p G8 | HEPR246 | SGH252JK2Y |  |  | Dec 15 2015 4:29PM
Noida | Noida -> Noida132_ESR -> Cabinet 08 | Cabinet 08 | RU#16 | HP Proliant DL360 G7 |  | Hewlett-Packard | ProLiant Gen7 | DL360 G7 | HEPK293 | SGH117XB54 |  |  | Dec 15 2015 4:29PM
Noida | Noida -> Noida132_ESR -> Cabinet 08 | Cabinet 08 | RU#15 | HP Proliant DL360 G7 |  | Hewlett-Packard | ProLiant Gen7 | DL360 G7 | HEPK293 | SGH143X1T8 |  |  | Dec 15 2015 4:30PM
Noida | Noida -> Noida132_ESR -> Cabinet 08 | Cabinet 08 | RU#14 | HP Proliant DL360 G7 |  | Hewlett-Packard | ProLiant Gen7 | DL360 G7 | HEPK293 | SGH117XB5A |  |  | Dec 15 2015 4:30PM
Noida | Noida -> Noida132_ESR -> Cabinet 08 | Cabinet 08 | RU#13 | HP Proliant DL360 G7 |  | Hewlett-Packard | ProLiant Gen7 | DL360 G7 | HEPK293 | SGH143X1XK |  |  | Dec 15 2015 4:30PM
Noida | Noida -> Noida132_ESR -> Cabinet 08 | Cabinet 08 | RU#12 | HP Proliant DL360 G7 |  | Hewlett-Packard | ProLiant Gen7 | DL360 G7 | HEPK293 | SGH143X1XV |  |  | Dec 15 2015 4:30PM
Noida | Noida -> Noida132_ESR -> Cabinet 08 | Cabinet 08 | RU#11 | SOL10 |  | SUN Microsystems | Sun Fire | V210 | SUN184 | FM62950057 |  |  | Dec 15 2015 4:30PM
Noida | Noida -> Noida132_ESR -> Cabinet 08 | Cabinet 08 | RU#10 | GREENSOL |  | SUN Microsystems | Sun Fire | V215 | SUN902 | 0812FML05N |  |  | Dec 15 2015 4:30PM
Noida | Noida -> Noida132_ESR -> Cabinet 08 | Cabinet 08 | RU#09 | PDFGSOL |  | SUN Microsystems | Sun Fire | V210 | SUN184 | FM54920197 |  |  | Dec 15 2015 4:30PM
Noida | Noida -> Noida132_ESR -> Cabinet 08 | Cabinet 08 | RU#08 | SPICE |  | Dell Computer | PowerEdge | PowerEdge 1950 (Open 4 HDD) | DELL785 | 8435Q1S |  |  | Dec 15 2015 4:30PM
Noida | Noida -> Noida132_ESR -> Cabinet 08 | Cabinet 08 | RU#06 | WALNUT |  | SUN Microsystems | Sun Fire | V240 | SUN182 | FN51020337 |  |  | Dec 15 2015 4:30PM
Noida | Noida -> Noida132_ESR -> Cabinet 08 | Cabinet 08 | RU#05 | UMSOL |  | SUN Microsystems | Sun Fire | V210 | SUN184 | FM54920198 |  |  | Dec 15 2015 4:30PM
Noida | Noida -> Noida132_ESR -> Cabinet 08 | Cabinet 08 | RU#04 | FMLABSUN |  | SUN Microsystems | Sun Fire | V210 | SUN184 | FM61720104 |  |  | Dec 15 2015 4:31PM
Noida | Noida -> Noida132_ESR -> Cabinet 08 | Cabinet 08 | RU#03 | 3SUN(now FORM16) |  | SUN Microsystems | Sun Fire | V210 | SUN184 | FM61720081 |  |  | Dec 15 2015 4:31PM
Noida | Noida -> Noida132_ESR -> Cabinet 08 | Cabinet 08 | RU#02 | SUNOS |  | SUN Microsystems | Sun Fire | V210 | SUN184 | FM61720111 |  |  | Dec 15 2015 4:31PM
Noida | Noida -> Noida132_ESR -> Cabinet 09 | Cabinet 09 | RU#44 | RackSwitch09 |  | Cisco Systems | Nexus 2000 Series | N2K-C2248TP | CSSY349 | SSI164104KE |  |  | Dec 15 2015 4:31PM
Noida | Noida -> Noida132_ESR -> Cabinet 09 | Cabinet 09 | RU#32 | Pt-hperf03 |  | Hewlett-Packard | ProLiant Gen8 | DL360p G8 | HEPR246 | SGH252JK2V |  |  | Dec 15 2015 4:31PM
Noida | Noida -> Noida132_ESR -> Cabinet 09 | Cabinet 09 | RU#31 | Ptvmhost05 |  | Hewlett-Packard | ProLiant Gen8 | DL360p G8 | HEPR246 |  |  |  | Dec 15 2015 4:31PM
Noida | Noida -> Noida132_ESR -> Cabinet 09 | Cabinet 09 | RU#30 | Pt-lperf01 |  | Hewlett-Packard | ProLiant Gen8 | DL360p G8 | HEPR246 | SGH252JK3E |  |  | Dec 15 2015 4:31PM
Noida | Noida -> Noida132_ESR -> Cabinet 09 | Cabinet 09 | RU#29 | Pt-lperf02 |  | Hewlett-Packard | ProLiant Gen8 | DL360p G8 | HEPR246 | SGH252JK35 |  |  | Dec 15 2015 4:31PM
Noida | Noida -> Noida132_ESR -> Cabinet 09 | Cabinet 09 | RU#28 | Ptvmhost04 |  | Hewlett-Packard | ProLiant Gen8 | DL360p G8 | HEPR246 |  |  |  | Dec 15 2015 4:32PM
Noida | Noida -> Noida132_ESR -> Cabinet 09 | Cabinet 09 | RU#27 | local-validate |  | Hewlett-Packard | ProLiant Gen8 | DL360p G8 | HEPR246 | SGH251J3BL |  |  | Dec 15 2015 4:32PM
Noida | Noida -> Noida132_ESR -> Cabinet 09 | Cabinet 09 | RU#26 | tartan003 |  | Hewlett-Packard | ProLiant Gen7 | DL360 G7 | HEPK293 | SGH2060A3M |  |  | Dec 15 2015 4:32PM
Noida | Noida -> Noida132_ESR -> Cabinet 09 | Cabinet 09 | RU#25 | Cisco IP |  | Cisco Systems | CDE Series | CDE 110 | CSSY038 |  |  |  | Dec 15 2015 4:32PM
Noida | Noida -> Noida132_ESR -> Cabinet 09 | Cabinet 09 | RU#23 | element |  | Super Micro Computer | SuperServer 1000 Series | SYS-1026GT-TF | SUPR781 |  |  |  | Dec 15 2015 4:32PM
Noida | Noida -> Noida132_ESR -> Cabinet 09 | Cabinet 09 | RU#22 | tartan004 |  | Hewlett-Packard | ProLiant Gen7 | DL360 G7 | HEPK293 | SGH2060A3V |  |  | Dec 15 2015 4:32PM
Noida | Noida -> Noida132_ESR -> Cabinet 09 | Cabinet 09 | RU#20 | HP Proliant DL165 G7 |  | Hewlett-Packard | ProLiant Gen7 | DL165 G7 | HEPK259 | SGH117XB4V |  |  | Dec 15 2015 4:32PM
Noida | Noida -> Noida132_ESR -> Cabinet 09 | Cabinet 09 | RU#18 | HP Proliant DL385p Gen8 |  | Hewlett-Packard | ProLiant Gen8 | DL385p G8 | HEPR352 | CN733001RQ |  |  | Dec 15 2015 4:32PM
Noida | Noida -> Noida132_ESR -> Cabinet 09 | Cabinet 09 | RU#17 | tartan002 |  | Hewlett-Packard | ProLiant Gen7 | DL360 G7 | HEPK293 | SGH2060A3P |  |  | Dec 15 2015 4:33PM
Noida | Noida -> Noida132_ESR -> Cabinet 09 | Cabinet 09 | RU#16 | tartan001 |  | Hewlett-Packard | ProLiant Gen7 | DL360 G7 | HEPK293 | SGH2060A3S |  |  | Dec 15 2015 4:33PM
Noida | Noida -> Noida132_ESR -> Cabinet 09 | Cabinet 09 | RU#14 | HP Proliant DL385p Gen8 |  | Hewlett-Packard | ProLiant Gen8 | DL385p G8 | HEPR352 | SGH251J3V0 |  |  | Dec 15 2015 4:33PM
Noida | Noida -> Noida132_ESR -> Cabinet 09 | Cabinet 09 | RU#12 | HP Proliant Dl385 G7 |  | Hewlett-Packard | ProLiant Gen7 | DL385 G7 | HEPK260 | SGH2288RHJ |  |  | Dec 15 2015 4:33PM
Noida | Noida -> Noida132_ESR -> Cabinet 09 | Cabinet 09 | RU#10 | FMSPERF03 |  | Hewlett-Packard | ProLiant Gen7 | DL380 G7-SFF | HEPK280 | SGH106XX2D |  |  | Dec 15 2015 4:33PM
Noida | Noida -> Noida132_ESR -> Cabinet 09 | Cabinet 09 | RU#08 | FMSPERF02 |  | Hewlett-Packard | ProLiant Gen7 | DL380 G7-SFF | HEPK280 | SGH106XX2L |  |  | Dec 15 2015 4:33PM
Noida | Noida -> Noida132_ESR -> Cabinet 09 | Cabinet 09 | RU#06 | FMSPERF01 |  | Hewlett-Packard | ProLiant Gen7 | DL380 G7-SFF | HEPK280 | SGH106XX2J |  |  | Dec 15 2015 4:33PM
Noida | Noida -> Noida132_ESR -> Cabinet 09 | Cabinet 09 | RU#04 | FMSPERF04 |  | Hewlett-Packard | ProLiant Gen7 | DL380 G7-SFF | HEPK280 | SGH106XX2F |  |  | Dec 15 2015 4:33PM
Noida | Noida -> Noida132_ESR -> Cabinet 09 | Cabinet 09 | RU#02 | HP Proliant Dl385 G7 |  | Hewlett-Packard | ProLiant Gen7 | DL385 G7 | HEPK260 | SGH2288RHN |  |  | Dec 15 2015 4:33PM
Noida | Noida -> Noida132_ESR -> Cabinet 10 | Cabinet 10 | RU#44 | RackSwitch10 |  | Cisco Systems | Nexus 2000 Series | N2K-C2248TP | CSSY349 | SSI16410JXD |  |  | Dec 15 2015 4:34PM
Noida | Noida -> Noida132_ESR -> Cabinet 10 | Cabinet 10 | RU#30 | HP Proliant DL165 G7 |  | Hewlett-Packard | ProLiant Gen7 | DL165 G7 | HEPK259 | SGH117XB4X |  |  | Dec 15 2015 4:34PM
Noida | Noida -> Noida132_ESR -> Cabinet 10 | Cabinet 10 | RU#29 | HP Proliant DL360 G7 |  | Hewlett-Packard | ProLiant Gen7 | DL360 G7 | HEPK293 | SGH117XB56 |  |  | Dec 15 2015 4:34PM
Noida | Noida -> Noida132_ESR -> Cabinet 10 | Cabinet 10 | RU#28 | HP Proliant DL360 G7 |  | Hewlett-Packard | ProLiant Gen7 | DL360 G7 | HEPK293 | SGH143X1XM |  |  | Dec 15 2015 4:34PM
Noida | Noida -> Noida132_ESR -> Cabinet 10 | Cabinet 10 | RU#27 | HP Proliant DL360 G7 |  | Hewlett-Packard | ProLiant Gen7 | DL360 G7 | HEPK293 | SGH143X1T3 |  |  | Dec 15 2015 4:34PM
Noida | Noida -> Noida132_ESR -> Cabinet 10 | Cabinet 10 | RU#26 | HP Proliant DL360 G7 |  | Hewlett-Packard | ProLiant Gen7 | DL360 G7 | HEPK293 | SGH143X1TA |  |  | Dec 15 2015 4:34PM
Noida | Noida -> Noida132_ESR -> Cabinet 10 | Cabinet 10 | RU#25 | HP Proliant DL360 G7 |  | Hewlett-Packard | ProLiant Gen7 | DL360 G7 | HEPK293 | SGH117XB58 |  |  | Dec 15 2015 4:34PM
Noida | Noida -> Noida132_ESR -> Cabinet 10 | Cabinet 10 | RU#24 | HP Proliant DL360 G7 |  | Hewlett-Packard | ProLiant Gen7 | DL360 G7 | HEPK293 |  |  |  | Dec 15 2015 4:34PM
Noida | Noida -> Noida132_ESR -> Cabinet 10 | Cabinet 10 | RU#23 | HP Proliant DL360 G7 |  | Hewlett-Packard | ProLiant Gen7 | DL360 G7 | HEPK293 | SGH143X1XX |  |  | Dec 15 2015 4:35PM
Noida | Noida -> Noida132_ESR -> Cabinet 10 | Cabinet 10 | RU#21 | IBM System x3550 M4 |  | IBM | xSeries | x3550 M4 | IBMC749 | 06ARDXN |  |  | Dec 15 2015 4:35PM
Noida | Noida -> Noida132_ESR -> Cabinet 10 | Cabinet 10 | RU#19 | HeadNode |  | IBM | xSeries | x3650 M3 | IBMM772 | KQ67Z8H |  |  | Dec 15 2015 4:35PM
Noida | Noida -> Noida132_ESR -> Cabinet 10 | Cabinet 10 | RU#16 | ComputeNode |  | IBM | xSeries | x3650 M2 | IBMM444 | KQTFDKG |  |  | Dec 15 2015 4:35PM
Noida | Noida -> Noida132_ESR -> Cabinet 10 | Cabinet 10 | RU#13 | AS-2021M-UR+B |  | Super Micro Computer | A Plus Server | AS-2021M-UR+B | SUPM384 | AMS0909011 |  |  | Dec 15 2015 4:35PM
Noida | Noida -> Noida132_ESR -> Cabinet 10 | Cabinet 10 | RU#10 | Dell PowerEdge R730 |  | Dell Computer | PowerEdge R-Series | PowerEdge R730 | DELM601 | 9LML862 |  |  | Dec 15 2015 4:35PM
Noida | Noida -> Noida132_ESR -> Cabinet 10 | Cabinet 10 | RU#06 | IBM System P5 |  | IBM | P-Series | p5-520 | IBMN169 | 10-AN1EH |  |  | Dec 15 2015 4:36PM
Noida | Noida -> Noida132_ESR -> Cabinet 10 | Cabinet 10 | RU#04 | HP Proliant DL380 G6 |  | Hewlett-Packard | ProLiant Gen6 | DL360 G6 | HEPD899 | SGH949X023 |  |  | Dec 15 2015 4:36PM
Noida | Noida -> Noida132_ESR -> Cabinet 10 | Cabinet 10 | RU#02 | HP Proliant DL380 G6 |  | Hewlett-Packard | ProLiant Gen6 | DL360 G6 | HEPD899 | SGH201X6XY |  |  | Dec 15 2015 4:36PM
Noida | Noida -> Noida132_ESR -> Cabinet 11 | Cabinet 11 | RU#44 | RackSwitch11 |  | Cisco Systems | Catalyst 3850 | WS-C3850-48T-E | CISC878 |  |  |  | Dec 15 2015 4:36PM
Noida | Noida -> Noida132_ESR -> Cabinet 11 | Cabinet 11 | RU#18 | CONNPROD06 |  | Hewlett-Packard | ProLiant | DL360 G5 | HEPK759 | SGH820YXXR |  |  | Dec 15 2015 4:36PM
Noida | Noida -> Noida132_ESR -> Cabinet 11 | Cabinet 11 | RU#17 | CONNECTAPP05 |  | Hewlett-Packard | ProLiant | DL360 G5 | HEPK759 | CN7903A1P5 |  |  | Dec 15 2015 4:36PM
Noida | Noida -> Noida132_ESR -> Cabinet 11 | Cabinet 11 | RU#16 | CONNECTAPP04 |  | Hewlett-Packard | ProLiant | DL360 G5 | HEPK759 | CN7903A1PY |  |  | Dec 15 2015 4:36PM
Noida | Noida -> Noida132_ESR -> Cabinet 11 | Cabinet 11 | RU#15 | CONNECTAPP03 |  | Hewlett-Packard | ProLiant | DL360 G5 | HEPK759 | CN7903A1PW |  |  | Dec 15 2015 4:37PM
Noida | Noida -> Noida132_ESR -> Cabinet 11 | Cabinet 11 | RU#14 | CONNECTAPP01 |  | Hewlett-Packard | ProLiant | DL360 G5 | HEPK759 | CN7903A1R2 |  |  | Dec 15 2015 4:37PM
Noida | Noida -> Noida132_ESR -> Cabinet 11 | Cabinet 11 | RU#13 | CONNDC01 |  | Hewlett-Packard | ProLiant | DL360 G5 | HEPK759 | CN7805A122 |  |  | Dec 15 2015 4:37PM
Noida | Noida -> Noida132_ESR -> Cabinet 11 | Cabinet 11 | RU#12 | CONNDB01 |  | Hewlett-Packard | ProLiant | DL360 G5 | HEPK759 | SGH803E0E2 |  |  | Dec 15 2015 4:37PM
Noida | Noida -> Noida132_ESR -> Cabinet 11 | Cabinet 11 | RU#11 | CONNCLIENT09 |  | Hewlett-Packard | ProLiant | DL360 G5 | HEPK759 | SGH803E0E0 |  |  | Dec 15 2015 4:37PM
Noida | Noida -> Noida132_ESR -> Cabinet 11 | Cabinet 11 | RU#10 | CONNCLIENT08 |  | Hewlett-Packard | ProLiant | DL360 G5 | HEPK759 | SGH803E0CS |  |  | Dec 15 2015 4:37PM
Noida | Noida -> Noida132_ESR -> Cabinet 11 | Cabinet 11 | RU#09 | CONNCLIENT07 |  | Hewlett-Packard | ProLiant | DL360 G5 | HEPK759 | SGH803E0DE |  |  | Dec 15 2015 4:37PM
Noida | Noida -> Noida132_ESR -> Cabinet 11 | Cabinet 11 | RU#08 | CONNCLIENT06 |  | Hewlett-Packard | ProLiant | DL360 G5 | HEPK759 | SGH803E0CN |  |  | Dec 15 2015 4:37PM
Noida | Noida -> Noida132_ESR -> Cabinet 11 | Cabinet 11 | RU#07 | CONNCLIENT05 |  | Hewlett-Packard | ProLiant | DL360 G5 | HEPK759 | SGH803E0DH |  |  | Dec 15 2015 4:38PM
Noida | Noida -> Noida132_ESR -> Cabinet 11 | Cabinet 11 | RU#06 | CONNCLIENT04 |  | Hewlett-Packard | ProLiant | DL360 G5 | HEPK759 | SGH803E0DV |  |  | Dec 15 2015 4:38PM
Noida | Noida -> Noida132_ESR -> Cabinet 11 | Cabinet 11 | RU#05 | CONNCLIENT01 |  | Hewlett-Packard | ProLiant | DL360 G5 | HEPK759 | SGH803E0DX |  |  | Dec 15 2015 4:38PM
Noida | Noida -> Noida132_ESR -> Cabinet 11 | Cabinet 11 | RU#04 | CONNAPP05 |  | Hewlett-Packard | ProLiant | DL360 G5 | HEPK759 | SGH9182MV4 |  |  | Dec 15 2015 4:38PM
Noida | Noida -> Noida132_ESR -> Cabinet 11 | Cabinet 11 | RU#03 | CONNAPP04 |  | Hewlett-Packard | ProLiant | DL360 G5 | HEPK759 | SGH9182MTY |  |  | Dec 15 2015 4:38PM
Noida | Noida -> Noida132_ESR -> Cabinet 11 | Cabinet 11 | RU#02 | CONNAPP03 |  | Hewlett-Packard | ProLiant | DL360 G5 | HEPK759 | CN7805A0VM |  |  | Dec 15 2015 4:38PM
Noida | Noida -> Noida132_ESR -> Cabinet 11 -> RackSwitch11 | RackSwitch11 | PS Slot#2 | PWR-C1-350WAC |  | Cisco Systems | Catalyst 3850 | PWR-C1-350WAC | CISC884 |  |  |  | Dec 15 2015 4:36PM
Noida | Noida -> Noida132_ESR -> Cabinet 11 -> RackSwitch11 | RackSwitch11 | PS Slot#1 | PWR-C1-350WAC |  | Cisco Systems | Catalyst 3850 | PWR-C1-350WAC | CISC884 |  |  |  | Dec 15 2015 4:36PM
Noida | Noida -> Noida132_ESR -> Cabinet 12 | Cabinet 12 | RU#44 | RackSwitch12 |  | Cisco Systems | Catalyst 3850 | WS-C3850-48T-E | CISC878 |  |  |  | Dec 15 2015 4:38PM
Noida | Noida -> Noida132_ESR -> Cabinet 12 | Cabinet 12 | RU#23 | connectdb07 |  | Hewlett-Packard | ProLiant Gen8 | DL380p G8 - SFF | HEPC893 | SGH3415KYJ |  |  | Dec 15 2015 4:39PM
Noida | Noida -> Noida132_ESR -> Cabinet 12 | Cabinet 12 | RU#21 | connectdb06 |  | Hewlett-Packard | ProLiant Gen8 | DL380p G8 - SFF | HEPC893 | SGH3415KYD |  |  | Dec 15 2015 4:39PM
Noida | Noida -> Noida132_ESR -> Cabinet 12 | Cabinet 12 | RU#19 | connectdb05 |  | Hewlett-Packard | ProLiant Gen8 | DL380p G8 - SFF | HEPC893 | SGH3415KYF |  |  | Dec 15 2015 4:39PM
Noida | Noida -> Noida132_ESR -> Cabinet 12 | Cabinet 12 | RU#17 | connectdb04 |  | Hewlett-Packard | ProLiant Gen7 | DL380 G7-SFF | HEPK280 | SGH245FD1W |  |  | Dec 15 2015 4:39PM
Noida | Noida -> Noida132_ESR -> Cabinet 12 | Cabinet 12 | RU#15 | connectdb03 |  | Hewlett-Packard | ProLiant Gen7 | DL380 G7-SFF | HEPK280 | SGH245FD1S |  |  | Dec 15 2015 4:39PM
Noida | Noida -> Noida132_ESR -> Cabinet 12 | Cabinet 12 | RU#13 | connectdb02 |  | Hewlett-Packard | ProLiant Gen7 | DL380 G7-SFF | HEPK280 | SGH245FD20 |  |  | Dec 15 2015 4:39PM
Noida | Noida -> Noida132_ESR -> Cabinet 12 | Cabinet 12 | RU#11 | connectdb01 |  | Hewlett-Packard | ProLiant Gen7 | DL380 G7-SFF | HEPK280 | SGH225818H |  |  | Dec 15 2015 4:39PM
Noida | Noida -> Noida132_ESR -> Cabinet 12 | Cabinet 12 | RU#10 | CONNPROD49 |  | Hewlett-Packard | ProLiant | DL360 G5 | HEPK759 | CN7903A1PZ |  |  | Dec 15 2015 4:40PM
Noida | Noida -> Noida132_ESR -> Cabinet 12 | Cabinet 12 | RU#09 | CONNPROD01 |  | Hewlett-Packard | ProLiant | DL360 G5 | HEPK759 | SGH820YXXN |  |  | Dec 15 2015 4:40PM
Noida | Noida -> Noida132_ESR -> Cabinet 12 | Cabinet 12 | RU#08 | CONNECTAPP16 |  | Hewlett-Packard | ProLiant | DL360 G5 | HEPK759 | CN7903A1PH |  |  | Dec 15 2015 4:40PM
Noida | Noida -> Noida132_ESR -> Cabinet 12 | Cabinet 12 | RU#07 | CONNECTAPP15 |  | Hewlett-Packard | ProLiant | DL360 G5 | HEPK759 | CN7903A1PJ |  |  | Dec 15 2015 4:40PM
Noida | Noida -> Noida132_ESR -> Cabinet 12 | Cabinet 12 | RU#06 | CONNECTAPP14 |  | Hewlett-Packard | ProLiant | DL360 G5 | HEPK759 | CN7903A1P0 |  |  | Dec 15 2015 4:40PM
Noida | Noida -> Noida132_ESR -> Cabinet 12 | Cabinet 12 | RU#05 | CONNECTAPP13 |  | Hewlett-Packard | ProLiant | DL360 G5 | HEPK759 | CN7903A1PP |  |  | Dec 15 2015 4:40PM
Noida | Noida -> Noida132_ESR -> Cabinet 12 | Cabinet 12 | RU#04 | CONNECTAPP11 |  | Hewlett-Packard | ProLiant | DL360 G5 | HEPK759 | CN7903A1R5 |  |  | Dec 15 2015 4:40PM
Noida | Noida -> Noida132_ESR -> Cabinet 12 | Cabinet 12 | RU#03 | CONNECTAPP09 |  | Hewlett-Packard | ProLiant | DL360 G5 | HEPK759 | CN7903A1PR |  |  | Dec 15 2015 4:41PM
Noida | Noida -> Noida132_ESR -> Cabinet 12 | Cabinet 12 | RU#02 | CONNECTAPP08 |  | Hewlett-Packard | ProLiant | DL360 G5 | HEPK759 | CN7903A1PD |  |  | Dec 15 2015 4:41PM
Noida | Noida -> Noida132_ESR -> Cabinet 12 -> connectdb05 | connectdb05 | Slot#9 | 662883-B21 |  | Hewlett-Packard | ProLiant Gen8 | 662883-B21 | HEPC894 |  |  |  | Dec 15 2015 4:39PM
Noida | Noida -> Noida132_ESR -> Cabinet 12 -> connectdb06 | connectdb06 | Slot#9 | 662883-B21 |  | Hewlett-Packard | ProLiant Gen8 | 662883-B21 | HEPC894 |  |  |  | Dec 15 2015 4:39PM
Noida | Noida -> Noida132_ESR -> Cabinet 12 -> connectdb07 | connectdb07 | Slot#9 | 662883-B21 |  | Hewlett-Packard | ProLiant Gen8 | 662883-B21 | HEPC894 |  |  |  | Dec 15 2015 4:39PM
Noida | Noida -> Noida132_ESR -> Cabinet 12 -> RackSwitch12 | RackSwitch12 | PS Slot#2 | PWR-C1-350WAC |  | Cisco Systems | Catalyst 3850 | PWR-C1-350WAC | CISC884 |  |  |  | Dec 15 2015 4:38PM
Noida | Noida -> Noida132_ESR -> Cabinet 12 -> RackSwitch12 | RackSwitch12 | PS Slot#1 | PWR-C1-350WAC |  | Cisco Systems | Catalyst 3850 | PWR-C1-350WAC | CISC884 |  |  |  | Dec 15 2015 4:38PM
Noida | Noida -> Noida132_ESR -> Cabinet 13 | Cabinet 13 | RU#44 | RackSwitch13 |  | Cisco Systems | Catalyst 3850 | WS-C3850-48T-E | CISC878 |  |  |  | Dec 15 2015 4:41PM
Noida | Noida -> Noida132_ESR -> Cabinet 13 | Cabinet 13 | RU#23 | connprod36 |  | Hewlett-Packard | ProLiant | DL360 G5 | HEPK759 | CN7903A1P9 |  |  | Dec 15 2015 4:41PM
Noida | Noida -> Noida132_ESR -> Cabinet 13 | Cabinet 13 | RU#22 | connprod35 |  | Hewlett-Packard | ProLiant | DL360 G5 | HEPK759 | CN7903A1PT |  |  | Dec 15 2015 4:41PM
Noida | Noida -> Noida132_ESR -> Cabinet 13 | Cabinet 13 | RU#21 | CONNPROD33 |  | Hewlett-Packard | ProLiant Gen7 | DL360 G7 | HEPK293 | SGH117XB50 |  |  | Dec 15 2015 4:41PM
Noida | Noida -> Noida132_ESR -> Cabinet 13 | Cabinet 13 | RU#20 | connprod32 |  | Hewlett-Packard | ProLiant | DL360 G5 | HEPK759 | CN7903A1PM |  |  | Dec 15 2015 4:41PM
Noida | Noida -> Noida132_ESR -> Cabinet 13 | Cabinet 13 | RU#19 | connprod29 |  | Hewlett-Packard | ProLiant | DL360 G5 | HEPK759 | CN7903A1PG |  |  | Dec 15 2015 4:42PM
Noida | Noida -> Noida132_ESR -> Cabinet 13 | Cabinet 13 | RU#18 | CONNPROD05 |  | Hewlett-Packard | ProLiant | DL360 G5 | HEPK759 | SGH820YXXF |  |  | Dec 15 2015 4:42PM
Noida | Noida -> Noida132_ESR -> Cabinet 13 | Cabinet 13 | RU#17 | CONNPROD03 |  | Hewlett-Packard | ProLiant | DL360 G5 | HEPK759 | SGH820YXXY |  |  | Dec 15 2015 4:42PM
Noida | Noida -> Noida132_ESR -> Cabinet 13 | Cabinet 13 | RU#16 | CONNPROD10 |  | Hewlett-Packard | ProLiant | DL360 G5 | HEPK759 | SGH820YXXJ |  |  | Dec 15 2015 4:42PM
Noida | Noida -> Noida132_ESR -> Cabinet 13 | Cabinet 13 | RU#15 | CONNPROD09 |  | Hewlett-Packard | ProLiant | DL360 G5 | HEPK759 | SGH820YXXD |  |  | Dec 15 2015 4:42PM
Noida | Noida -> Noida132_ESR -> Cabinet 13 | Cabinet 13 | RU#14 | CONNPROD08 |  | Hewlett-Packard | ProLiant | DL360 G5 | HEPK759 | SGH820YXY1 |  |  | Dec 15 2015 4:42PM
Noida | Noida -> Noida132_ESR -> Cabinet 13 | Cabinet 13 | RU#13 | CONNPROD07 |  | Hewlett-Packard | ProLiant | DL360 G5 | HEPK759 | SGH820YXXT |  |  | Dec 15 2015 4:42PM
Noida | Noida -> Noida132_ESR -> Cabinet 13 | Cabinet 13 | RU#11 | CONNNAS01 |  | Hewlett-Packard | ProLiant | DL360 G5 | HEPK759 | SGH803E0C3 |  |  | Dec 15 2015 4:43PM
Noida | Noida -> Noida132_ESR -> Cabinet 13 | Cabinet 13 | RU#10 | CONNPROD24 |  | Hewlett-Packard | ProLiant | DL360 G5 | HEPK759 | CN7903A1PN |  |  | Dec 15 2015 4:43PM
Noida | Noida -> Noida132_ESR -> Cabinet 13 | Cabinet 13 | RU#09 | CONNECTFMG03 |  | Hewlett-Packard | ProLiant | DL360 G5 | HEPK759 | CN7903A1P8 |  |  | Dec 15 2015 4:43PM
Noida | Noida -> Noida132_ESR -> Cabinet 13 | Cabinet 13 | RU#08 | CONNECTDIAL |  | Hewlett-Packard | ProLiant | DL360 G5 | HEPK759 | SGH803E0D4 |  |  | Dec 15 2015 4:43PM
Noida | Noida -> Noida132_ESR -> Cabinet 13 | Cabinet 13 | RU#06 | connectdb10 |  | Hewlett-Packard | ProLiant Gen8 | DL380p G8 - SFF | HEPC893 | SGH322WEMM |  |  | Dec 15 2015 4:43PM
Noida | Noida -> Noida132_ESR -> Cabinet 13 | Cabinet 13 | RU#04 | connectdb09 |  | Hewlett-Packard | ProLiant Gen8 | DL380p G8 - SFF | HEPC893 | SGH322WEMS |  |  | Dec 15 2015 4:43PM
Noida | Noida -> Noida132_ESR -> Cabinet 13 | Cabinet 13 | RU#02 | connectdb08 |  | Hewlett-Packard | ProLiant Gen8 | DL380p G8 - SFF | HEPC893 | SGH322WEMP |  |  | Dec 15 2015 4:44PM
Noida | Noida -> Noida132_ESR -> Cabinet 13 -> connectdb08 | connectdb08 | Slot#9 | 662883-B21 |  | Hewlett-Packard | ProLiant Gen8 | 662883-B21 | HEPC894 |  |  |  | Dec 15 2015 4:44PM
Noida | Noida -> Noida132_ESR -> Cabinet 13 -> connectdb09 | connectdb09 | Slot#9 | 662883-B21 |  | Hewlett-Packard | ProLiant Gen8 | 662883-B21 | HEPC894 |  |  |  | Dec 15 2015 4:43PM
Noida | Noida -> Noida132_ESR -> Cabinet 13 -> connectdb10 | connectdb10 | Slot#9 | 662883-B21 |  | Hewlett-Packard | ProLiant Gen8 | 662883-B21 | HEPC894 |  |  |  | Dec 15 2015 4:43PM
Noida | Noida -> Noida132_ESR -> Cabinet 13 -> RackSwitch13 | RackSwitch13 | PS Slot#2 | PWR-C1-350WAC |  | Cisco Systems | Catalyst 3850 | PWR-C1-350WAC | CISC884 |  |  |  | Dec 15 2015 4:41PM
Noida | Noida -> Noida132_ESR -> Cabinet 13 -> RackSwitch13 | RackSwitch13 | PS Slot#1 | PWR-C1-350WAC |  | Cisco Systems | Catalyst 3850 | PWR-C1-350WAC | CISC884 |  |  |  | Dec 15 2015 4:41PM
Noida | Noida -> Noida132_ESR -> Cabinet 14 | Cabinet 14 | RU#44 | RackSwitch14 |  | Cisco Systems | Catalyst 3850 | WS-C3850-48T-E | CISC878 |  |  |  | Dec 15 2015 4:44PM
Noida | Noida -> Noida132_ESR -> Cabinet 14 | Cabinet 14 | RU#41 | Big IP 1600 Series |  | F5 Networks | BIG-IP | BIG-IP 1600 | F5LA041 | f5-yetr-bgls |  |  | Dec 15 2015 4:44PM
Noida | Noida -> Noida132_ESR -> Cabinet 14 | Cabinet 14 | RU#40 | Big IP |  | F5 Networks | BIG-IP | BIG-IP 1600 | F5LA041 | bip268226s |  |  | Dec 15 2015 4:44PM
Noida | Noida -> Noida132_ESR -> Cabinet 14 | Cabinet 14 | RU#18 | CONNECTFMG04 |  | Hewlett-Packard | ProLiant | DL360 G5 | HEPK759 | SGH803E0CK |  |  | Dec 15 2015 4:44PM
Noida | Noida -> Noida132_ESR -> Cabinet 14 | Cabinet 14 | RU#17 | CONNAPP06 |  | Hewlett-Packard | ProLiant | DL360 G5 | HEPK759 | SGH9182MV1 |  |  | Dec 15 2015 4:44PM
Noida | Noida -> Noida132_ESR -> Cabinet 14 | Cabinet 14 | RU#16 | CONNAPP07 |  | Hewlett-Packard | ProLiant | DL360 G5 | HEPK759 | SGH9182MV7 |  |  | Dec 15 2015 4:45PM
Noida | Noida -> Noida132_ESR -> Cabinet 14 | Cabinet 14 | RU#15 | CONNCLIENT22 |  | Hewlett-Packard | ProLiant | DL360 G5 | HEPK759 | SGH803E0DK |  |  | Dec 15 2015 4:45PM
Noida | Noida -> Noida132_ESR -> Cabinet 14 | Cabinet 14 | RU#13 | CONNCLIENT14 |  | Hewlett-Packard | ProLiant | DL360 G5 | HEPK759 | SGH803E0DP |  |  | Dec 15 2015 4:45PM
Noida | Noida -> Noida132_ESR -> Cabinet 14 | Cabinet 14 | RU#12 | CONNCLIENT13 |  | Hewlett-Packard | ProLiant | DL360 G5 | HEPK759 | SGH803E0D8 |  |  | Dec 15 2015 4:45PM
Noida | Noida -> Noida132_ESR -> Cabinet 14 | Cabinet 14 | RU#11 | CONNCLIENT12 |  | Hewlett-Packard | ProLiant | DL360 G5 | HEPK759 | SGH803E0DC |  |  | Dec 15 2015 4:45PM
Noida | Noida -> Noida132_ESR -> Cabinet 14 | Cabinet 14 | RU#10 | CONNAPP02 |  | Hewlett-Packard | ProLiant | DL360 G5 | HEPK759 | CN7805A0SZ |  |  | Dec 15 2015 4:45PM
Noida | Noida -> Noida132_ESR -> Cabinet 14 | Cabinet 14 | RU#09 | ESXHOST02 |  | Hewlett-Packard | ProLiant Gen6 | DL360 G6 | HEPD899 | SGH018X6FY |  |  | Dec 15 2015 4:45PM
Noida | Noida -> Noida132_ESR -> Cabinet 14 | Cabinet 14 | RU#08 | ESXHOST01 |  | Hewlett-Packard | ProLiant Gen6 | DL360 G6 | HEPD899 | SGH018X6H1 |  |  | Dec 15 2015 4:45PM
Noida | Noida -> Noida132_ESR -> Cabinet 14 | Cabinet 14 | RU#07 | CONNPROD47 |  | Hewlett-Packard | ProLiant | DL360 G5 | HEPK759 | CN7903A1PA |  |  | Dec 15 2015 4:46PM
Noida | Noida -> Noida132_ESR -> Cabinet 14 | Cabinet 14 | RU#06 | connprod45 |  | Hewlett-Packard | ProLiant | DL360 G5 | HEPK759 | CN7903A1P2 |  |  | Dec 15 2015 4:46PM
Noida | Noida -> Noida132_ESR -> Cabinet 14 | Cabinet 14 | RU#05 | connprod44 |  | Hewlett-Packard | ProLiant | DL360 G5 | HEPK759 | CN7903A1P3 |  |  | Dec 15 2015 4:46PM
Noida | Noida -> Noida132_ESR -> Cabinet 14 | Cabinet 14 | RU#04 | connprod43 |  | Hewlett-Packard | ProLiant | DL360 G5 | HEPK759 | CN7903A1PL |  |  | Dec 15 2015 4:46PM
Noida | Noida -> Noida132_ESR -> Cabinet 14 | Cabinet 14 | RU#03 | connprod41 |  | Hewlett-Packard | ProLiant | DL360 G5 | HEPK759 | CN7903A1P1 |  |  | Dec 15 2015 4:46PM
Noida | Noida -> Noida132_ESR -> Cabinet 14 | Cabinet 14 | RU#02 | CONNPROD40 |  | Hewlett-Packard | ProLiant | DL360 G5 | HEPK759 | SGH820YXXW |  |  | Dec 15 2015 4:46PM
Noida | Noida -> Noida132_ESR -> Cabinet 14 -> RackSwitch14 | RackSwitch14 | PS Slot#2 | PWR-C1-350WAC |  | Cisco Systems | Catalyst 3850 | PWR-C1-350WAC | CISC884 |  |  |  | Dec 15 2015 4:44PM
Noida | Noida -> Noida132_ESR -> Cabinet 14 -> RackSwitch14 | RackSwitch14 | PS Slot#1 | PWR-C1-350WAC |  | Cisco Systems | Catalyst 3850 | PWR-C1-350WAC | CISC884 |  |  |  | Dec 15 2015 4:44PM
Noida | Noida -> Noida132_ESR -> Cabinet 17 | Cabinet 17 | RU#44 | RackSwitch17 |  | Cisco Systems | Nexus 2000 Series | N2K-C2232PF-10GE | CSSY344 | SSI16410JXM |  |  | Dec 15 2015 4:47PM
Noida | Noida -> Noida132_ESR -> Cabinet 18 | Cabinet 18 | RU#44 | RackSwitch18 |  | Cisco Systems | Nexus 2000 Series | N2K-C2232PF-10GE | CSSY344 | SSI16410JXB |  |  | Dec 15 2015 4:47PM
Noida | Noida -> Noida132_ESR -> Cabinet 19 | Cabinet 19 | RU#44 | RackSwitch19 |  | Cisco Systems | Nexus 2000 Series | N2K-C2232PF-10GE | CSSY344 | SSI16410DMT |  |  | Dec 15 2015 4:48PM
Noida | Noida -> Noida132_ESR -> Cabinet 20 | Cabinet 20 | RU#44 | RackSwitch20 |  | Cisco Systems | Nexus 2000 Series | N2K-C2232PF-10GE | CSSY344 | SSI16410KK9 |  |  | Dec 15 2015 4:48PM
Noida | Noida -> Noida132_Network -> Cabinet 01 | Cabinet 01 | RU#08 | NOI132-CS01 |  | Cisco Systems | Catalyst 6500 | WS-C6513-E | CSCY149 | 184743 |  |  | Dec 15 2015 4:03PM
Noida | Noida -> Noida132_Network -> Cabinet 02 | Cabinet 02 | RU#08 | NOI132-CS02 |  | Cisco Systems | Catalyst 6500 | WS-C6513-E | CSCY149 | 190153 |  |  | Dec 15 2015 4:04PM
Noida | Noida -> Noida132_Network -> Cabinet 02 | Cabinet 02 | RU#04 | UPS NR 2B |  | Raritan Computer | Dominion PX II | PX2-5844R | RCI511 | PFT4B50040 |  |  | Dec 15 2015 4:04PM
Noida | Noida -> Noida132_Network -> Cabinet 02 | Cabinet 02 | RU#02 | UPS NR 2 |  | Raritan Computer | Dominion PX II | PX2-5844R | RCI511 | PFT4B50021 |  |  | Dec 15 2015 4:04PM
Noida | Noida -> Noida132_Network -> Cabinet 03 | Cabinet 03 | RU#25 | NOI32-LABCS01 |  | Cisco Systems | Catalyst 4500-X | WS-C4500X-32SFP+ | CISC048 | JAE185009YG |  |  | Dec 15 2015 4:04PM
Noida | Noida -> Noida132_Network -> Cabinet 03 | Cabinet 03 | RU#23 | NOI32-LABCS02 |  | Cisco Systems | Catalyst 4500-X | WS-C4500X-32SFP+ | CISC048 | JAE185009Y4 |  |  | Dec 15 2015 4:04PM
Noida | Noida -> Noida132_Network -> Cabinet 03 | Cabinet 03 | RU#21 | NOIDA132-WLC01 |  | Cisco Systems | Cisco 5500 | AIR-CT5508-100-K9 | CSCY301 | FCW1849L06R |  |  | Dec 15 2015 4:05PM
Noida | Noida -> Noida132_Network -> Cabinet 03 | Cabinet 03 | RU#19 | NOIDA132-WLC01 |  | Cisco Systems | Cisco 5500 | AIR-CT5508-100-K9 | CSCY301 | FCW1849L06W |  |  | Dec 15 2015 4:05PM
Noida | Noida -> Noida132_Network -> Cabinet 03 | Cabinet 03 | RU#02 | UPS NR 3 |  | Raritan Computer | Dominion PX II | PX2-5844R | RCI511 | PFT4B50032 |  |  | Dec 15 2015 4:05PM
Noida | Noida -> Noida132_Network -> Cabinet 04 | Cabinet 04 | RU#31 | noi132con1 |  | Raritan Computer | Dominion SX | DSX32 | RCI075 | WAO4B00018 |  |  | Dec 15 2015 4:05PM
Noida | Noida -> Noida132_Network -> Cabinet 04 | Cabinet 04 | RU#28 | noi132con2 |  | Raritan Computer | Dominion SX | DSX32 | RCI075 | WAI4B00032 |  |  | Dec 15 2015 4:05PM
Noida | Noida -> Noida132_Network -> Cabinet 04 | Cabinet 04 | RU#07 | NOI132-SFCS01 |  | Cisco Systems | Cisco 7000 | Cisco 7000 | CSCO101 | JAF1647BLCT |  |  | Dec 15 2015 4:05PM
Noida | Noida -> Noida132_Network -> Cabinet 04 | Cabinet 04 | RU#02 | UPS NR 4 |  | Raritan Computer | Dominion PX II | PX2-5844R | RCI511 | PFT4A00002 |  |  | Dec 15 2015 4:05PM
Noida | Noida -> Noida132_Network -> Cabinet 05 | Cabinet 05 | RU#26 | NOIVG248 |  | Cisco Systems | VG200 Series Gateways | VG248 | CSCO649 | FOX083000BN |  |  | Dec 15 2015 4:05PM
Noida | Noida -> Noida132_Network -> Cabinet 05 | Cabinet 05 | RU#22 | NOIDAVGW2 |  | Cisco Systems | Cisco 3700 | CISCO3745 | CSCO339 | JPE0825102L |  |  | Dec 15 2015 4:06PM
Noida | Noida -> Noida132_Network -> Cabinet 05 | Cabinet 05 | RU#07 | NOI132-SFCS02 |  | Cisco Systems | Cisco 7000 | Cisco 7000 | CSCO101 | JAF1647ARBB |  |  | Dec 15 2015 4:06PM
Noida | Noida -> Noida132_Network -> Cabinet 05 | Cabinet 05 | RU#02 | UPS NR 5 |  | Raritan Computer | Dominion PX II | PX2-5844R | RCI511 | PFT4B50027 |  |  | Dec 15 2015 4:06PM
Noida | Noida -> Noida132_Network -> Cabinet 06 | Cabinet 06 | RU#33 | BIG-IP 4000 Series F5 |  | F5 Networks | BIG-IP | BIG-IP 4000s | F5LA143 |  |  |  | Dec 15 2015 4:06PM
Noida | Noida -> Noida132_Network -> Cabinet 06 | Cabinet 06 | RU#31 | BIG-IP 4000 Series F5 |  | F5 Networks | BIG-IP | BIG-IP 4000s | F5LA143 | 200-0352-09 REV E |  |  | Dec 15 2015 4:06PM
Noida | Noida -> Noida132_Network -> Cabinet 06 | Cabinet 06 | RU#23 | NOI132-WAAS01 |  | Cisco Systems | Wide Area Application Virtualization Engine | WAVE-7571-K9 | CSCY918 | FCH1652V1EE |  |  | Dec 15 2015 4:06PM
Noida | Noida -> Noida132_Network -> Cabinet 06 | Cabinet 06 | RU#20 | NOI132-WAAS01 |  | Cisco Systems | Wide Area Application Virtualization Engine | WAVE-7571-K9 | CSCY918 | FCH1652V0UL |  |  | Dec 15 2015 4:06PM
Noida | Noida -> Noida132_Network -> Cabinet 06 | Cabinet 06 | RU#17 | NOI132-SEEFW1 |  | Juniper Networks | SRX Series | SRX650 | JUNP701 | ACLS9782 |  |  | Dec 15 2015 4:07PM
Noida | Noida -> Noida132_Network -> Cabinet 06 | Cabinet 06 | RU#14 | NOI132-SEEFW1 |  | Juniper Networks | SRX Series | SRX650 | JUNP701 | ACLS9807 |  |  | Dec 15 2015 4:07PM
Noida | Noida -> Noida132_Network -> Cabinet 06 | Cabinet 06 | RU#12 | NOI132-SPANA |  | Anue Systems | 5200 Series | 5288 | ANUE025 | 5288-00000564 |  |  | Dec 15 2015 4:07PM
Noida | Noida -> Noida132_Network -> Cabinet 06 | Cabinet 06 | RU#10 | Infoblox Trinzic 1400 |  | Infoblox | DNS | Trinzic 1400 | IFBX026 | 1401201412100440 |  |  | Dec 15 2015 4:07PM
Noida | Noida -> Noida132_Network -> Cabinet 06 | Cabinet 06 | RU#08 | Infoblox Trinzic 1400 |  | Infoblox | DNS | Trinzic 1400 | IFBX026 | 1401201412100430 |  |  | Dec 15 2015 4:07PM
Noida | Noida -> Noida132_Network -> Cabinet 06 | Cabinet 06 | RU#06 | Cisco 2900 Series |  | Cisco Systems | Cisco 2900 | CISCO2901/K9 | CISY858 |  |  |  | Dec 15 2015 4:08PM
Noida | Noida -> Noida132_Network -> Cabinet 06 | Cabinet 06 | RU#02 | UPS NR 6 |  | Raritan Computer | Dominion PX II | PX2-5844R | RCI511 | PFT4B50038 |  |  | Dec 15 2015 4:08PM
Noida | Noida -> Noida132_Network -> Cabinet 07 | Cabinet 07 | RU#39 | NOI132-WAN |  | Cisco Systems | ASR 1000 Series | ASR 1002-X | CISC559 |  |  |  | Dec 15 2015 4:08PM
Noida | Noida -> Noida132_Network -> Cabinet 07 | Cabinet 07 | RU#37 | NOI132-GREHA |  | Cisco Systems | ASR 1000 Series | ASR 1002-X | CISC559 |  |  |  | Dec 15 2015 4:08PM
Noida | Noida -> Noida132_Network -> Cabinet 07 | Cabinet 07 | RU#31 | NOI132-INETRTR02 |  | Cisco Systems | ASR 1000 Series | ASR 1002-X | CISC559 | FXS1818Q17B |  |  | Dec 15 2015 4:08PM
Noida | Noida -> Noida132_Network -> Cabinet 07 | Cabinet 07 | RU#26 | NOI132-INETRTR01 |  | Cisco Systems | ASR 1000 Series | ASR 1002-X | CISC559 | FOX1644G4Z9 |  |  | Dec 15 2015 4:08PM
Noida | Noida -> Noida132_Network -> Cabinet 07 | Cabinet 07 | RU#22 | NOI132-DMZS02 |  | Cisco Systems | Catalyst 4900 | WS-C4900M | CISY001 | 464021 |  |  | Dec 15 2015 4:09PM
Noida | Noida -> Noida132_Network -> Cabinet 07 | Cabinet 07 | RU#19 | NOI132-DMZS01 |  | Cisco Systems | Catalyst 4900 | WS-C4900M | CISY001 | 464021 |  |  | Dec 15 2015 4:09PM
Noida | Noida -> Noida132_Network -> Cabinet 07 | Cabinet 07 | RU#15 | NOI132-INETFW1 |  | Juniper Networks | SRX Series | SRX3400 | JUNP807 |  |  |  | Dec 15 2015 4:09PM
Noida | Noida -> Noida132_Network -> Cabinet 07 | Cabinet 07 | RU#12 | NOI132-INETFW2 |  | Juniper Networks | SRX Series | SRX3400 | JUNP807 |  |  |  | Dec 15 2015 4:09PM
Noida | Noida -> Noida132_Network -> Cabinet 07 | Cabinet 07 | RU#10 | NOI132-SIPSWA |  | Cisco Systems | Catalyst 3850 | WS-C3850-24P | CSSY071 |  |  |  | Dec 15 2015 4:09PM
Noida | Noida -> Noida132_Network -> Cabinet 07 | Cabinet 07 | RU#09 | NOIDA-ASA-1 |  | Cisco Systems | ASA 5500 | ASA 5550 | CICO641 |  |  |  | Dec 15 2015 4:09PM
Noida | Noida -> Noida132_Network -> Cabinet 07 | Cabinet 07 | RU#07 | ASA-NOIDA-EXT |  | Cisco Systems | ASA 5500 | ASA 5525-X | CSCY988 |  |  |  | Dec 15 2015 4:10PM
Noida | Noida -> Noida132_Network -> Cabinet 07 | Cabinet 07 | RU#02 | UPS NR 7 |  | Raritan Computer | Dominion PX II | PX2-5844R | RCI511 | PFT4B50044 |  |  | Dec 15 2015 4:10PM
Noida | Noida -> Noida132_Network -> Cabinet 07 -> NOI132-SIPSWA | NOI132-SIPSWA | PS Slot#2 | PWR-C1-715WAC |  | Cisco Systems | Catalyst 3850 | PWR-C1-715WAC | CISC887 |  |  |  | Dec 15 2015 4:09PM
Noida | Noida -> Noida132_Network -> Cabinet 07 -> NOI132-SIPSWA | NOI132-SIPSWA | PS Slot#1 | PWR-C1-715WAC |  | Cisco Systems | Catalyst 3850 | PWR-C1-715WAC | CISC887 |  |  |  | Dec 15 2015 4:09PM
Noida | Noida -> Noida132_Network -> Cabinet 08 | Cabinet 08 | RU#21 | 19 Inch 1U Shelf |  | Generic Equipment Set | Shelf | 19 Inch 1U Shelf | GENR944 |  |  |  | Dec 15 2015 4:12PM
Noida | Noida -> Noida132_Network -> Cabinet 08 | Cabinet 08 | RU#07 | NOI132-F1AS01 |  | Cisco Systems | Catalyst 4500 | WS-C4510R+E | CISC735 | 183320 |  |  | Dec 15 2015 4:13PM
Noida | Noida -> Noida132_Network -> Cabinet 08 | Cabinet 08 | RU#02 | UPS NR 8 |  | Raritan Computer | Dominion PX II | PX2-5844R | RCI511 | PFT4B50031 |  |  | Dec 15 2015 4:13PM
Noida | Noida -> Noida132_Network -> Cabinet 08 -> 19 Inch 1U Shelf | 19 Inch 1U Shelf | InOutPlug#3 | Mac Mini |  | Apple Computer | Mac | Mac Mini | APPL095 | 6062345 |  |  | Dec 15 2015 4:12PM
Noida | Noida -> Noida132_Network -> Cabinet 09 | Cabinet 09 | RU#02 | UPS NR 9 |  | Raritan Computer | Dominion PX II | PX2-5844R | RCI511 | PFT4B50030 |  |  | Dec 15 2015 4:13PM
Noida | Noida -> Noida132_Network -> Cabinet 11 | Cabinet 11 | RU#25 | noi132con4 |  | Raritan Computer | Dominion SX | DSX32 | RCI075 | WAI4B00031 |  |  | Dec 15 2015 4:13PM
Noida | Noida -> Noida132_Network -> Cabinet 11 | Cabinet 11 | RU#22 | noi132kvm1 |  | Raritan Computer | Dominion KX III | DKX3-464/DKX3-864 | RCI681 | HKT4900049 |  |  | Dec 15 2015 4:13PM
Noida | Noida -> Noida132_Network -> Cabinet A (Server Rack 01) | Cabinet A (Server Rack 01) | RU#42 | NRSW-B |  | Cisco Systems | Nexus 2000 Series | N2K-C2248TP-BUN | CSSY176 | SSI16410KEP |  |  | Dec 15 2015 4:10PM
Noida | Noida -> Noida132_Network -> Cabinet A (Server Rack 01) | Cabinet A (Server Rack 01) | RU#41 | NRSW-A |  | Cisco Systems | Nexus 2000 Series | N2K-C2248TP-BUN | CSSY176 | SSI16410KEQ |  |  | Dec 15 2015 4:10PM
Noida | Noida -> Noida132_Network -> Cabinet A (Server Rack 01) | Cabinet A (Server Rack 01) | RU#25 | Cisco Secure Network Server 3495 |  | Cisco Systems | Identity Service Engine 3400 Series | SNS-3495-K9 | CSSY305 | FCH1812V2B4 |  |  | Dec 15 2015 4:10PM
Noida | Noida -> Noida132_Network -> Cabinet A (Server Rack 01) | Cabinet A (Server Rack 01) | RU#23 | Infoblox Trinzic 1400 |  | Infoblox | DNS | Trinzic 1400 | IFBX026 |  |  |  | Dec 15 2015 4:10PM
Noida | Noida -> Noida132_Network -> Cabinet A (Server Rack 01) | Cabinet A (Server Rack 01) | RU#22 | Infoblox Trinzic 1400 |  | Infoblox | DNS | Trinzic 1400 | IFBX026 |  |  |  | Dec 15 2015 4:10PM
Noida | Noida -> Noida132_Network -> Cabinet A (Server Rack 01) | Cabinet A (Server Rack 01) | RU#21 | GUESTNACAPAC1 |  | Cisco Systems | NAC Appliance Series | NAC3315-100-K9 | CISO919 |  |  |  | Dec 15 2015 4:10PM
Noida | Noida -> Noida132_Network -> Cabinet A (Server Rack 01) | Cabinet A (Server Rack 01) | RU#20 | GUESTNACAPAC2 |  | Cisco Systems | NAC Appliance Series | NAC3315-100-K9 | CISO919 |  |  |  | Dec 15 2015 4:11PM
Noida | Noida -> Noida132_Network -> Cabinet A (Server Rack 01) | Cabinet A (Server Rack 01) | RU#19 | Cisco Secure Network Server 3495 |  | Cisco Systems | Identity Service Engine 3400 Series | SNS-3495-K9 | CSSY305 |  |  |  | Dec 15 2015 4:11PM
Noida | Noida -> Noida132_Network -> Cabinet A (Server Rack 01) | Cabinet A (Server Rack 01) | RU#18 | Cisco Prime Infrastructure |  | Cisco Systems | UCS C-Series | PI-UCS-APL-K9 | CSSY924 |  |  |  | Dec 15 2015 4:11PM
Noida | Noida -> Noida132_Network -> Cabinet A (Server Rack 01) | Cabinet A (Server Rack 01) | RU#16 | HP Proliant DL320 G6 |  | Hewlett-Packard | ProLiant Gen6 | DL360 G6 | HEPD899 | SGH036X84E |  |  | Dec 15 2015 4:11PM
Noida | Noida -> Noida132_Network -> Cabinet A (Server Rack 01) | Cabinet A (Server Rack 01) | RU#15 | BIG-IP 4000 Series F5 |  | F5 Networks | BIG-IP | BIG-IP 4000s | F5LA143 |  |  |  | Dec 15 2015 4:11PM
Noida | Noida -> Noida132_Network -> Cabinet A (Server Rack 01) | Cabinet A (Server Rack 01) | RU#14 | BIG-IP 4000 Series F5 |  | F5 Networks | BIG-IP | BIG-IP 4000s | F5LA143 |  |  |  | Dec 15 2015 4:11PM
Noida | Noida -> Noida132_Network -> Cabinet A (Server Rack 01) | Cabinet A (Server Rack 01) | RU#13 | NOIDANTAP |  | Dell Computer | PowerEdge R-Series | PowerEdge R210 II | DELC739 | 8YZZGY1 |  |  | Dec 15 2015 4:11PM
Noida | Noida -> Noida132_Network -> Cabinet A (Server Rack 01) | Cabinet A (Server Rack 01) | RU#12 | NOIDAFIREEYE |  | Fire Eye | Security Appliance | CMS 7300 | FIRY022 |  |  |  | Dec 15 2015 4:11PM
Noida | Noida -> Noida132_Network -> Cabinet A (Server Rack 01) | Cabinet A (Server Rack 01) | RU#11 | WebSense v10000 |  | Websense | Web Security | V10000 G3 | WEBS013 | 909DY12 |  |  | Dec 15 2015 4:11PM
Noida | Noida -> Noida132_Network -> Cabinet A (Server Rack 01) | Cabinet A (Server Rack 01) | RU#10 | WebSense v10000 |  | Websense | Web Security | V10000 G3 | WEBS013 | 903GY12 |  |  | Dec 15 2015 4:11PM
Noida | Noida -> Noida132_Network -> Cabinet A (Server Rack 01) | Cabinet A (Server Rack 01) | RU#09 | WebSense v10000 |  | Websense | Web Security | V10000 G3 | WEBS013 | 904DY12 |  |  | Dec 15 2015 4:12PM
Noida | Noida -> Noida132_Network -> Cabinet A (Server Rack 01) | Cabinet A (Server Rack 01) | RU#08 | WebSense v10000 |  | Websense | Web Security | V10000 G3 | WEBS013 | 904FY12 |  |  | Dec 15 2015 4:12PM
Noida | Site Staging Area -> old Nodia site -> Noida | Noida |  | Shelf15 |  | Hitachi Data Systems | AMS Series | AMS 2000 Standard Disk Expansion Tray | HDS214 |  |  |  | Aug 26 2015 5:16PM
Noida | Site Staging Area -> old Nodia site -> Noida | Noida |  | Controller |  | Hitachi Data Systems | AMS Series | AMS 2000 Standard Disk Expansion Tray | HDS214 |  |  |  | Aug 26 2015 5:14PM
Noida | Site Staging Area -> old Nodia site -> Noida | Noida |  | Shelf3 |  | Hitachi Data Systems | AMS Series | AMS 2000 Standard Disk Expansion Tray | HDS214 |  |  |  | Aug 26 2015 5:15PM
Noida | Site Staging Area -> old Nodia site -> Noida | Noida |  | Shelf5 |  | Hitachi Data Systems | AMS Series | AMS 2000 Standard Disk Expansion Tray | HDS214 |  |  |  | Aug 26 2015 5:15PM
Noida | Site Staging Area -> old Nodia site -> Noida | Noida |  | Shelf7 |  | Hitachi Data Systems | AMS Series | AMS 2000 Standard Disk Expansion Tray | HDS214 |  |  |  | Aug 26 2015 5:15PM
Noida | Site Staging Area -> old Nodia site -> Noida | Noida |  | Shelf9 |  | Hitachi Data Systems | AMS Series | AMS 2000 Standard Disk Expansion Tray | HDS214 |  |  |  | Aug 26 2015 5:15PM
Noida | Site Staging Area -> old Nodia site -> Noida | Noida |  | Shelf11 |  | Hitachi Data Systems | AMS Series | AMS 2000 Standard Disk Expansion Tray | HDS214 |  |  |  | Aug 26 2015 5:15PM
Noida | Site Staging Area -> old Nodia site -> Noida | Noida |  | Shelf13 |  | Hitachi Data Systems | AMS Series | AMS 2000 Standard Disk Expansion Tray | HDS214 |  |  |  | Aug 26 2015 5:15PM
Noida | Site Staging Area -> old Nodia site -> Noida | Noida |  | Shelf 18 |  | Hitachi Data Systems | Thunder 9500V Series | 9531V | HDS007 |  |  |  | Aug 26 2015 5:23PM
Noida | Site Staging Area -> old Nodia site -> Noida | Noida |  | Shelf 1 |  | Hitachi Data Systems | AMS Series | AMS 2000 Standard Disk Expansion Tray | HDS214 |  |  |  | Aug 26 2015 5:24PM
Noida | Site Staging Area -> old Nodia site -> Noida | Noida |  | Shelf 15 |  | Hitachi Data Systems | AMS Series | AMS 2000 Standard Disk Expansion Tray | HDS214 |  |  |  | Aug 26 2015 5:25PM
Noida | Site Staging Area -> old Nodia site -> Noida | Noida |  | Indhdsvm01 |  | Hitachi Data Systems | Universal Storage Series | USP VM | HDS128 | 35752 |  | 10.40.5.133 | Aug 26 2015 6:05PM
Noida | Site Staging Area -> old Nodia site -> Noida | Noida |  | Shelf 3 |  | Hitachi Data Systems | AMS Series | AMS 2000 Standard Disk Expansion Tray | HDS214 |  |  |  | Aug 26 2015 5:24PM
Noida | Site Staging Area -> old Nodia site -> Noida | Noida |  | Shelf 5 |  | Hitachi Data Systems | AMS Series | AMS 2000 Standard Disk Expansion Tray | HDS214 |  |  |  | Aug 26 2015 5:24PM
Noida | Site Staging Area -> old Nodia site -> Noida | Noida |  | Shelf 7 |  | Hitachi Data Systems | AMS Series | AMS 2000 Standard Disk Expansion Tray | HDS214 |  |  |  | Aug 26 2015 5:24PM
Noida | Site Staging Area -> old Nodia site -> Noida | Noida |  | Shelf 9 |  | Hitachi Data Systems | AMS Series | AMS 2000 Standard Disk Expansion Tray | HDS214 |  |  |  | Aug 26 2015 5:25PM
Noida | Site Staging Area -> old Nodia site -> Noida | Noida |  | Shelf 11 |  | Hitachi Data Systems | AMS Series | AMS 2000 Standard Disk Expansion Tray | HDS214 |  |  |  | Aug 26 2015 5:25PM
Noida | Site Staging Area -> old Nodia site -> Noida | Noida |  | Shelf 13 |  | Hitachi Data Systems | AMS Series | AMS 2000 Standard Disk Expansion Tray | HDS214 |  |  |  | Aug 26 2015 5:25PM
Noida | Site Staging Area -> old Nodia site -> Noida -> APC RACK 14 | APC RACK 14 | RU#34 | Shelf16 |  | Hitachi Data Systems | AMS Series | AMS 2000 Standard Disk Expansion Tray | HDS214 |  |  |  | Aug 26 2015 5:16PM
Noida | Site Staging Area -> old Nodia site -> Noida -> APC RACK 14 | APC RACK 14 | RU#30 | Shelf14 |  | Hitachi Data Systems | AMS Series | AMS 2000 Standard Disk Expansion Tray | HDS214 |  |  |  | Aug 26 2015 5:15PM
Noida | Site Staging Area -> old Nodia site -> Noida -> APC RACK 14 | APC RACK 14 | RU#26 | Shelf12 |  | Hitachi Data Systems | AMS Series | AMS 2000 Standard Disk Expansion Tray | HDS214 |  |  |  | Aug 26 2015 5:15PM
Noida | Site Staging Area -> old Nodia site -> Noida -> APC RACK 14 | APC RACK 14 | RU#22 | Shelf10 |  | Hitachi Data Systems | AMS Series | AMS 2000 Standard Disk Expansion Tray | HDS214 |  |  |  | Aug 26 2015 5:15PM
Noida | Site Staging Area -> old Nodia site -> Noida -> APC RACK 14 | APC RACK 14 | RU#18 | Shelf8 |  | Hitachi Data Systems | AMS Series | AMS 2000 Standard Disk Expansion Tray | HDS214 |  |  |  | Aug 26 2015 5:15PM
Noida | Site Staging Area -> old Nodia site -> Noida -> APC RACK 14 | APC RACK 14 | RU#14 | Shelf6 |  | Hitachi Data Systems | AMS Series | AMS 2000 Standard Disk Expansion Tray | HDS214 |  |  |  | Aug 26 2015 5:15PM
Noida | Site Staging Area -> old Nodia site -> Noida -> APC RACK 14 | APC RACK 14 | RU#10 | Shelf4 |  | Hitachi Data Systems | AMS Series | AMS 2000 Standard Disk Expansion Tray | HDS214 |  |  |  | Aug 26 2015 5:15PM
Noida | Site Staging Area -> old Nodia site -> Noida -> APC RACK 14 | APC RACK 14 | RU#06 | Shelf2 |  | Hitachi Data Systems | AMS Series | AMS 2000 Standard Disk Expansion Tray | HDS214 |  |  |  | Aug 26 2015 5:14PM
Noida | Site Staging Area -> old Nodia site -> Noida -> APC RACK 14 | APC RACK 14 | RU#02 | Shelf1 |  | Hitachi Data Systems | AMS Series | AMS 2000 Standard Disk Expansion Tray | HDS214 |  |  |  | Aug 26 2015 5:14PM
Noida | Site Staging Area -> old Nodia site -> Noida -> APC RACK 5 | APC RACK 5 | RU#41 | APC Environmental Monitoring |  | APC | Environmental Monitoring | AP9319X446 | APC239 | ZA0537009601 |  |  | Aug 26 2015 5:26PM
Noida | Site Staging Area -> old Nodia site -> Noida -> APC RACK 5 | APC RACK 5 | RU#37 | Shelf 16 |  | Hitachi Data Systems | AMS Series | AMS 2000 Standard Disk Expansion Tray | HDS214 |  |  |  | Aug 26 2015 5:26PM
Noida | Site Staging Area -> old Nodia site -> Noida -> APC RACK 5 | APC RACK 5 | RU#33 | Shelf 14 |  | Hitachi Data Systems | AMS Series | AMS 2000 Standard Disk Expansion Tray | HDS214 |  |  |  | Aug 26 2015 5:25PM
Noida | Site Staging Area -> old Nodia site -> Noida -> APC RACK 5 | APC RACK 5 | RU#29 | Shelf 12 |  | Hitachi Data Systems | AMS Series | AMS 2000 Standard Disk Expansion Tray | HDS214 |  |  |  | Aug 26 2015 5:25PM
Noida | Site Staging Area -> old Nodia site -> Noida -> APC RACK 5 | APC RACK 5 | RU#25 | Shelf 10 |  | Hitachi Data Systems | AMS Series | AMS 2000 Standard Disk Expansion Tray | HDS214 |  |  |  | Aug 26 2015 5:25PM
Noida | Site Staging Area -> old Nodia site -> Noida -> APC RACK 5 | APC RACK 5 | RU#21 | Shelf 8 |  | Hitachi Data Systems | AMS Series | AMS 2000 Standard Disk Expansion Tray | HDS214 |  |  |  | Aug 26 2015 5:25PM
Noida | Site Staging Area -> old Nodia site -> Noida -> APC RACK 5 | APC RACK 5 | RU#20 | Flextronics Switch1 |  | Flextronics | InfiniBand | F-X430046 | FLXT002 |  |  | NA | Aug 26 2015 5:25PM
Noida | Site Staging Area -> old Nodia site -> Noida -> APC RACK 5 | APC RACK 5 | RU#19 | Flextronics Switch2 |  | Flextronics | InfiniBand | F-X430046 | FLXT002 |  |  | NA | Aug 26 2015 5:25PM
Noida | Site Staging Area -> old Nodia site -> Noida -> APC RACK 5 | APC RACK 5 | RU#14 | Shelf 6 |  | Hitachi Data Systems | AMS Series | AMS 2000 Standard Disk Expansion Tray | HDS214 |  |  |  | Aug 26 2015 5:24PM
Noida | Site Staging Area -> old Nodia site -> Noida -> APC RACK 5 | APC RACK 5 | RU#10 | Shelf 4 |  | Hitachi Data Systems | AMS Series | AMS 2000 Standard Disk Expansion Tray | HDS214 |  |  |  | Aug 26 2015 5:24PM
Noida | Site Staging Area -> old Nodia site -> Noida -> APC RACK 5 | APC RACK 5 | RU#06 | Shelf 2 |  | Hitachi Data Systems | AMS Series | AMS 2000 Standard Disk Expansion Tray | HDS214 |  |  |  | Aug 26 2015 5:24PM
Noida | Site Staging Area -> old Nodia site -> Noida -> APC RACK 5 | APC RACK 5 | RU#02 | INDHDS05C0 |  | Hitachi Data Systems | AMS Series | AMS 2000 Standard Disk Expansion Tray | HDS214 |  |  |  | Aug 26 2015 5:24PM
Noida | Site Staging Area -> old Nodia site -> Noida -> APC Rack-10 | APC Rack-10 | RU#41 | APC Environmetal monitoring unit |  | APC | Environmental Monitoring | AP9319X446 | APC239 |  |  |  | Aug 26 2015 5:11PM
Noida | Site Staging Area -> old Nodia site -> Noida -> APC Rack-10 | APC Rack-10 | RU#39 | NOICMPUB |  | Hewlett-Packard | ProLiant Gen6 | DL380 G6 - LFF | HEPD898 | 2UX00500NB | 1000-95497 | 10.40.84.40 | Aug 26 2015 5:11PM
Noida | Site Staging Area -> old Nodia site -> Noida -> APC Rack-10 | APC Rack-10 | RU#38 | Noida-psn02 |  | Cisco Systems | Cisco 4600 Content Distribution Manager | CDM-4630-DC | CSCA506 |  |  |  | Aug 26 2015 5:11PM
Noida | Site Staging Area -> old Nodia site -> Noida -> APC Rack-10 | APC Rack-10 | RU#37 | Noida-psn01 |  | Cisco Systems | Cisco 4600 Content Distribution Manager | CDM-4630-DC | CSCA506 |  |  |  | Aug 26 2015 5:10PM
Noida | Site Staging Area -> old Nodia site -> Noida -> APC Rack-10 | APC Rack-10 | RU#36 | noisyslog |  | Hewlett-Packard | ProLiant Gen8 | 654081-B21 | HEPC786 |  |  |  | Aug 26 2015 5:10PM
Noida | Site Staging Area -> old Nodia site -> Noida -> APC Rack-10 | APC Rack-10 | RU#33 | NOICMSUB |  | Hewlett-Packard | ProLiant Gen6 | DL380 G6 - LFF | HEPD898 | 2UX00500NG | 1000-95494 | 10.40.84.41 | Aug 26 2015 5:10PM
Noida | Site Staging Area -> old Nodia site -> Noida -> APC Rack-10 | APC Rack-10 | RU#32 | NOIFIREEYE |  | NetBotz | RackBotz | RackBotz 303 | NETB002 |  |  | 10.40.5.238 | Aug 26 2015 5:10PM
Noida | Site Staging Area -> old Nodia site -> Noida -> APC Rack-10 | APC Rack-10 | RU#31 | remotetraffic-ap3 |  | Bomgar | Bomgar | B200 | BOMC001 |  |  |  | Aug 26 2015 5:10PM
Noida | Site Staging Area -> old Nodia site -> Noida -> APC Rack-10 | APC Rack-10 | RU#28 | IBM: xSeries 345 #1 |  | IBM | xSeries | xSeries 345 | IBMN024 |  |  |  | Aug 26 2015 5:10PM
Noida | Site Staging Area -> old Nodia site -> Noida -> APC Rack-10 | APC Rack-10 | RU#22 | CCASE |  | SUN Microsystems | Enterprise | E220R | SUN089 | 021H2500 |  | 10.40.4.75 | Aug 26 2015 5:10PM
Noida | Site Staging Area -> old Nodia site -> Noida -> APC Rack-10 | APC Rack-10 | RU#18 | CCASE STORAGE | LAB SERVICES | SUN Microsystems | StorEdge | A1000 | SUN055 | 021H3670 | 1000-95730 | NA | Aug 26 2015 5:10PM
Noida | Site Staging Area -> old Nodia site -> Noida -> APC Rack-10 | APC Rack-10 | RU#17 | CODESIGNING3 |  | Thales Broadcast and Multimedia | HSM Series | HSM 500 | THBM016 | 16-NC2870S | 1000-95729 | 1000-95729 | Aug 26 2015 5:10PM
Noida | Site Staging Area -> old Nodia site -> Noida -> APC Rack-10 | APC Rack-10 | RU#16 | CODESIGNING4 |  | Thales Broadcast and Multimedia | HSM Series | HSM 500 | THBM016 | SGH2060A08 | 1000-95732 |  | Aug 26 2015 5:10PM
Noida | Site Staging Area -> old Nodia site -> Noida -> APC Rack-10 | APC Rack-10 | RU#15 | CODESIGNING2 |  | Hewlett-Packard | ProLiant Gen6 | DL320 G6 | HEPD979 | SGH2060A09 | 1000-95731 |  | Aug 26 2015 5:09PM
Noida | Site Staging Area -> old Nodia site -> Noida -> APC Rack-10 | APC Rack-10 | RU#14 | CODESIGNING1 |  | Hewlett-Packard | ProLiant Gen6 | DL320 G6 | HEPD979 | 8HM945J | 1000-95620 |  | Aug 26 2015 5:09PM
Noida | Site Staging Area -> old Nodia site -> Noida -> APC Rack-10 | APC Rack-10 | RU#12 | GT-INDIA-HP | LAB SERVICES | Hewlett-Packard | HP 9000 | rp3410-2 | HP996 | SGH47070SR |  | 10.40.4.67 | Aug 26 2015 5:09PM
Noida | Site Staging Area -> old Nodia site -> Noida -> APC Rack-10 | APC Rack-10 | RU#06 | AIX-UP1 | LAB SERVICES | IBM | P-Series | p5-520 | IBMN169 | 06-9DBDG |  | 10.40.88.84 | Aug 26 2015 5:09PM
Noida | Site Staging Area -> old Nodia site -> Noida -> APC Rack-3 | APC Rack-3 | RU#40 | APC environmental monitoring unit |  | APC | Environmental Monitoring | AP9319X446 | APC239 |  |  |  | Aug 26 2015 5:22PM
Noida | Site Staging Area -> old Nodia site -> Noida -> APC Rack-3 | APC Rack-3 | RU#39 | noidcmointor |  | APC | InfrastruXure | AP92200 | APC891 | WA0532110208 |  | 10.40.4.159 | Aug 26 2015 5:22PM
Noida | Site Staging Area -> old Nodia site -> Noida -> APC Rack-3 | APC Rack-3 | RU#30 | ISX SW1 |  | Cisco Systems | Catalyst 2820 | WS-C2822-A | CSCO317 | 0300/7ZNV24F7AF8 |  | NA | Aug 26 2015 5:22PM
Noida | Site Staging Area -> old Nodia site -> Noida -> APC Rack-3 | APC Rack-3 | RU#28 | ISX SW2 |  | Cisco Systems | Catalyst 2820 | WS-C2822-A | CSCO317 | 0100/7ZNV8792D8 | 1000-69071 | NA | Aug 26 2015 5:22PM
Noida | Site Staging Area -> old Nodia site -> Noida -> APC Rack-3 | APC Rack-3 | RU#23 | INDF1SW03 |  | Brocade Communications Systems | Switches | 5300 | BROC111 | AHX0623E041 | 1000-95431 | NA | Aug 26 2015 5:22PM
Noida | Site Staging Area -> old Nodia site -> Noida -> APC Rack-3 | APC Rack-3 | RU#20 | INDF2SW03 |  | Brocade Communications Systems | Switches | 5300 | BROC111 | AHX0623E044 | 1000-95430 | NA | Aug 26 2015 5:22PM
Noida | Site Staging Area -> old Nodia site -> Noida -> APC Rack-3 | APC Rack-3 | RU#05 | CMC-2YNYW02 |  | Dell Computer | PowerEdge M-Series | PowerEdge M1000e | DELC001 |  |  |  | Aug 26 2015 5:21PM
Noida | Site Staging Area -> old Nodia site -> Noida -> APC Rack-4 | APC Rack-4 | RU#40 | Shelf 19 |  | Hitachi Data Systems | Thunder 9500V Series | 9531V | HDS007 |  |  |  | Aug 26 2015 5:24PM
Noida | Site Staging Area -> old Nodia site -> Noida -> APC Rack-4 | APC Rack-4 | RU#35 | Shelf 17 |  | Hitachi Data Systems | Thunder 9500V Series | 9500V Series Command Module | HDS009 |  |  |  | Aug 26 2015 5:23PM
Noida | Site Staging Area -> old Nodia site -> Noida -> APC Rack-4 | APC Rack-4 | RU#31 | indstore8 |  | Isilon Systems | X-Series | X400 | ISLN052 | SX400-231239-0247 | 1000-95839 |  | Aug 26 2015 5:23PM
Noida | Site Staging Area -> old Nodia site -> Noida -> APC Rack-4 | APC Rack-4 | RU#27 | indstore7 |  | Isilon Systems | X-Series | X400 | ISLN052 | SX400-231239-0247 | 1000-95839 |  | Aug 26 2015 5:23PM
Noida | Site Staging Area -> old Nodia site -> Noida -> APC Rack-4 | APC Rack-4 | RU#23 | indstore6 |  | Isilon Systems | X-Series | X400 | ISLN052 | SX400-231239-0249 | 1000-95842 |  | Aug 26 2015 5:23PM
Noida | Site Staging Area -> old Nodia site -> Noida -> APC Rack-4 | APC Rack-4 | RU#19 | indstore5 |  | Isilon Systems | X-Series | X400 | ISLN052 | SX400-231231-0003 | 1000-95809 |  | Aug 26 2015 5:23PM
Noida | Site Staging Area -> old Nodia site -> Noida -> APC Rack-4 | APC Rack-4 | RU#15 | indstore4 |  | Isilon Systems | X-Series | X400 | ISLN052 | SX400-231239-0248 | 1000-95841 |  | Aug 26 2015 5:23PM
Noida | Site Staging Area -> old Nodia site -> Noida -> APC Rack-4 | APC Rack-4 | RU#11 | indstore3 |  | Isilon Systems | X-Series | X400 | ISLN052 | SX400-231239-0250 | 1000-95840 |  | Aug 26 2015 5:23PM
Noida | Site Staging Area -> old Nodia site -> Noida -> APC Rack-4 | APC Rack-4 | RU#07 | indstore2 |  | Isilon Systems | X-Series | X400 | ISLN052 | SX400-231231-0001 | 1000-95810 |  | Aug 26 2015 5:23PM
Noida | Site Staging Area -> old Nodia site -> Noida -> APC Rack-4 | APC Rack-4 | RU#03 | indstore1 |  | Isilon Systems | X-Series | X400 | ISLN052 | SX400-231231-0002 | 1000-95808 |  | Aug 26 2015 5:23PM
Noida | Site Staging Area -> old Nodia site -> Noida -> APC Rack-7 | APC Rack-7 | RU#40 | APC Environmental Monitoring Unit |  | APC | Environmental Monitoring | AP9319X446 | APC239 | ZA0537008792 |  |  | Aug 26 2015 5:28PM
Noida | Site Staging Area -> old Nodia site -> Noida -> APC Rack-7 | APC Rack-7 | RU#34 | Data Domain |  | Data Domain | DD Series | DD410 | DADN004 | SHU0945847LB3DH |  |  | Aug 26 2015 5:28PM
Noida | Site Staging Area -> old Nodia site -> Noida -> APC Rack-7 | APC Rack-7 | RU#32 | no1860-01-mon |  | EMC | Data Domain | DD860 (Close) | EMCC597 | 1F40710157 | 1000-95664 |  | Aug 26 2015 5:28PM
Noida | Site Staging Area -> old Nodia site -> Noida -> APC Rack-7 | APC Rack-7 | RU#20 | BRZEDGE-NOI |  | Hewlett-Packard | ProLiant | DL360 G4 | HEPA155 | TWT51200NJ |  | 172.26.40.134 | Aug 26 2015 5:28PM
Noida | Site Staging Area -> old Nodia site -> Noida -> APC Rack-7 | APC Rack-7 | RU#18 | INDIA-WEB | SERVER SERVICES | Hewlett-Packard | ProLiant | DL380 G4 | HEPA156 | SGH448X07X |  | 172.26.40.130 | Aug 26 2015 5:28PM
Noida | Site Staging Area -> old Nodia site -> Noida -> APC Rack-7 | APC Rack-7 | RU#16 | SMS-NO1 |  | Hewlett-Packard | ProLiant | DL380 G5 | HEPA633 | SGH801DJRV |  | 10.40.5.38 | Aug 26 2015 5:28PM
Noida | Site Staging Area -> old Nodia site -> Noida -> APC Rack-7 | APC Rack-7 | RU#15 | noisniffer1 |  | Hewlett-Packard | ProLiant Gen6 | DL320 G6 | HEPD979 | PAVNLC1WGXK0FJ |  | 10.40.5.224 | Aug 26 2015 5:28PM
Noida | Site Staging Area -> old Nodia site -> Noida -> APC Rack-7 | APC Rack-7 | RU#07 | Data-Domain |  | Data Domain | DD Series | DD410 | DADN004 | SHU0945847LB34J |  |  | Aug 26 2015 5:28PM
Noida | Site Staging Area -> old Nodia site -> Noida -> APC Rack-7 | APC Rack-7 | RU#05 | DellDR4100 |  | Dell Computer | PowerEdge R-Series | PowerEdge R720-2.5 Drive | DELC972 |  |  |  | Aug 26 2015 5:28PM
Noida | Site Staging Area -> old Nodia site -> Noida -> APC Rack-8 | APC Rack-8 | RU#41 | APC environmental monitoring unit |  | APC | Environmental Monitoring | AP9319X446 | APC239 | ZA0537008846 |  |  | Aug 26 2015 5:29PM
Noida | Site Staging Area -> old Nodia site -> Noida -> APC Rack-8 | APC Rack-8 | RU#37 | GUESTNACAPAC2 |  | Cisco Systems | NAC Appliance Series | NAC3315-100-K9 | CISO919 | KQ87KC3 | 1000-95692 |  | Aug 26 2015 5:29PM
Noida | Site Staging Area -> old Nodia site -> Noida -> APC Rack-8 | APC Rack-8 | RU#36 | GUESTNACAPAC1 |  | Cisco Systems | NAC Appliance Series | NAC3315-100-K9 | CISO919 | KQ87HZ7 | 1000-95691 |  | Aug 26 2015 5:29PM
Noida | Site Staging Area -> old Nodia site -> Noida -> APC Rack-8 | APC Rack-8 | RU#34 | NOIWAAS002 |  | Cisco Systems | WAE Series | WAE-7326-K9 | CICO354 | KQPZWYT | 1000-95467 | Unknown | Aug 26 2015 5:29PM
Noida | Site Staging Area -> old Nodia site -> Noida -> APC Rack-8 | APC Rack-8 | RU#31 | VC-IND | SERVER SERVICES | Hewlett-Packard | ProLiant | DL380 G4 | HEPA156 | SGH525X12U |  |  | Aug 26 2015 5:29PM
Noida | Site Staging Area -> old Nodia site -> Noida -> APC Rack-8 | APC Rack-8 | RU#27 | indiasvr-nt | SERVER SERVICES | Hewlett-Packard | ProLiant | DL380 G4 | HEPA156 | SGH525X12S |  |  | Aug 26 2015 5:29PM
Noida | Site Staging Area -> old Nodia site -> Noida -> APC Rack-8 | APC Rack-8 | RU#23 | AIBUILDS | SERVER SERVICES | Hewlett-Packard | ProLiant | DL380 G5 | HEPA633 | SGH822X332 | 1000-95244 | 10.40.4.71 | Aug 26 2015 5:29PM
Noida | Site Staging Area -> old Nodia site -> Noida -> APC Rack-8 | APC Rack-8 | RU#21 | NOIADODC03 | DIRECTORY SERVICES | Hewlett-Packard | ProLiant | DL380 G4 | HEPA156 | SGH541X0FX |  | 10.40.104.14 | Aug 26 2015 5:29PM
Noida | Site Staging Area -> old Nodia site -> Noida -> APC Rack-8 | APC Rack-8 | RU#19 | INDIAHUB01 |  | Hewlett-Packard | ProLiant | DL 360 G5 | HEPA599 | USM727010E | 1000-95144 | 10.40.5.8 | Aug 26 2015 5:29PM
Noida | Site Staging Area -> old Nodia site -> Noida -> APC Rack-8 | APC Rack-8 | RU#18 | INDIACAS01 |  | Hewlett-Packard | ProLiant | DL 360 G5 | HEPA599 | USM727012J |  | 10.40.5.6 | Aug 26 2015 5:28PM
Noida | Site Staging Area -> old Nodia site -> Noida -> APC Rack-8 | APC Rack-8 | RU#10 | indiambx |  | Hewlett-Packard | ProLiant | DL 360 G5 | HEPA599 | CN7815A4NP |  | Unknown | Aug 26 2015 5:28PM
Noida | Site Staging Area -> old Nodia site -> Noida -> APC Rack-9 | APC Rack-9 | RU#40 | APC Environmental Monitoring Unit |  | APC | Environmental Monitoring | AP9319X446 | APC239 | ZA0537009545 |  |  | Aug 26 2015 5:30PM
Noida | Site Staging Area -> old Nodia site -> Noida -> APC Rack-9 | APC Rack-9 | RU#30 | Admin Port |  | Raritan Computer | Dominion SX | DSX16 | RCI074 | SBE30033 |  |  | Aug 26 2015 5:30PM
Noida | Site Staging Area -> old Nodia site -> Noida -> APC Rack-9 | APC Rack-9 | RU#27 | NOIWAAS002 |  | Cisco Systems | WAE Series | WAE-7326-K9 | CICO354 | KQPZWYH | 1000-95467 | UNKNOWN | Aug 26 2015 5:30PM
Noida | Site Staging Area -> old Nodia site -> Noida -> APC Rack-9 | APC Rack-9 | RU#26 | NOISCFILTER |  | Hewlett-Packard | ProLiant | DL 360 G5 | HEPA599 | CN7816A4CT |  | 10.40.1.25 | Aug 26 2015 5:30PM
Noida | Site Staging Area -> old Nodia site -> Noida -> APC Rack-9 | APC Rack-9 | RU#25 | NOIDANTAP |  | Dell Computer | PowerEdge R-Series | PowerEdge R210 | DELC417 |  |  |  | Aug 26 2015 5:30PM
Noida | Site Staging Area -> old Nodia site -> Noida -> APC Rack-9 | APC Rack-9 | RU#22 | EROOMBCP | SERVER SERVICES | Hewlett-Packard | ProLiant | DL380 G4 | HEPA156 | USE518A5JT |  | 10.42.16.34 | Aug 26 2015 5:30PM
Noida | Site Staging Area -> old Nodia site -> Noida -> APC Rack-9 | APC Rack-9 | RU#20 | IMBCP |  | SUN Microsystems | Sun Fire | V240 | SUN182 | FN52620223 |  | UNKNOWN | Aug 26 2015 5:30PM
Noida | Site Staging Area -> old Nodia site -> Noida -> APC Rack-9 | APC Rack-9 | RU#18 | BCP-LDAP |  | SUN Microsystems | Sun Fire | V240 | SUN182 | FN53140274 |  | UNKNOWN | Aug 26 2015 5:30PM
Noida | Site Staging Area -> old Nodia site -> Noida -> APC Rack-9 | APC Rack-9 | RU#14 | noibcpfw |  | Juniper Networks | NetScreen | NS-ISG-1000 | JUNP012 |  |  | 10.40.108.12 | Aug 26 2015 5:29PM
Noida | Site Staging Area -> old Nodia site -> Noida -> APC Rack-9 | APC Rack-9 | RU#03 | BCPCORE-SWA |  | Cisco Systems | Catalyst 4500 | WS-C4506 | CSCA332 | F0X092908H3 | 1000-90719 | 10.42.16.30 | Aug 26 2015 5:29PM
Noida | Site Staging Area -> old Nodia site -> Noida -> APC: Symmetra 42 U Rack # 21 | APC: Symmetra 42 U Rack # 21 | RU#01 | INDHDSVM01 |  | Hitachi Data Systems | TagmaStore | NSC55 | HDS051 | 35752 |  |  | Aug 26 2015 5:21PM
Noida | Site Staging Area -> old Nodia site -> Noida -> APC: Symmetra 42 U Rack #1 | APC: Symmetra 42 U Rack #1 | RU#41 | APC Environmental Monitoring Unit | DATA CENTER OPERATIONS | APC | Environmental Monitoring | AP9319X446 | APC239 |  |  |  | Aug 26 2015 5:09PM
Noida | Site Staging Area -> old Nodia site -> Noida -> APC: Symmetra 42 U Rack #1 | APC: Symmetra 42 U Rack #1 | RU#40 | APC environmental monitoring unit |  | APC | Environmental Monitoring | AP9319X446 | APC239 | ZA0604018128 |  |  | Aug 26 2015 5:12PM
Noida | Site Staging Area -> old Nodia site -> Noida -> APC: Symmetra 42 U Rack #1 | APC: Symmetra 42 U Rack #1 | RU#39 | Hitachi Data Systems: Tray 12 |  | Hitachi Data Systems | AMS Series | AMS 2000 Standard Disk Expansion Tray | HDS214 | 89090481 | 1000-95572 |  | Aug 26 2015 5:20PM
Noida | Site Staging Area -> old Nodia site -> Noida -> APC: Symmetra 42 U Rack #1 | APC: Symmetra 42 U Rack #1 | RU#38 | INDVOIPBACKUP1 |  | Hewlett-Packard | ProLiant | DL380 G4 | HEPA156 | SGH541X0FW |  | 10.40.84.110 | Aug 26 2015 5:12PM
Noida | Site Staging Area -> old Nodia site -> Noida -> APC: Symmetra 42 U Rack #1 | APC: Symmetra 42 U Rack #1 | RU#38 | Shelf 22 |  | Hitachi Data Systems | AMS Series | AMS 2000 Standard Disk Expansion Tray | HDS214 | 89219089 |  |  | Aug 26 2015 5:09PM
Noida | Site Staging Area -> old Nodia site -> Noida -> APC: Symmetra 42 U Rack #1 | APC: Symmetra 42 U Rack #1 | RU#36 | PS-IND-AIX01 |  | IBM | P-Series | p6-520 | IBMM755 | 06-ACC22 | 100095323 | 10.40.128.31 | Aug 26 2015 5:17PM
Noida | Site Staging Area -> old Nodia site -> Noida -> APC: Symmetra 42 U Rack #1 | APC: Symmetra 42 U Rack #1 | RU#36 | Hitachi Data Systems: Tray 6 |  | Hitachi Data Systems | AMS Series | AMS 2000 Standard Disk Expansion Tray | HDS214 | 89091928 |  |  | Aug 26 2015 5:20PM
Noida | Site Staging Area -> old Nodia site -> Noida -> APC: Symmetra 42 U Rack #1 | APC: Symmetra 42 U Rack #1 | RU#35 | Shelf 21 |  | Hitachi Data Systems | AMS Series | AMS 2000 Standard Disk Expansion Tray | HDS214 | 89219088 |  |  | Aug 26 2015 5:09PM
Noida | Site Staging Area -> old Nodia site -> Noida -> APC: Symmetra 42 U Rack #1 | APC: Symmetra 42 U Rack #1 | RU#33 | Brocade Communications: SilkWorm 3200 #1 |  | Brocade Communications Systems | SilkWorm | SilkWorm 3200 | BROC014 |  |  | unknown | Aug 26 2015 5:13PM
Noida | Site Staging Area -> old Nodia site -> Noida -> APC: Symmetra 42 U Rack #1 | APC: Symmetra 42 U Rack #1 | RU#33 | Hitachi Data Systems: Tray 10 |  | Hitachi Data Systems | AMS Series | AMS 2000 Standard Disk Expansion Tray | HDS214 | 89081174 | 1000-95517 |  | Aug 26 2015 5:20PM
Noida | Site Staging Area -> old Nodia site -> Noida -> APC: Symmetra 42 U Rack #1 | APC: Symmetra 42 U Rack #1 | RU#32 | PS-IND-AIX02 |  | IBM | P-Series | p6-520 | IBMM755 | 06-ACBE2 | 1000-95324 | 10.40.128.32 | Aug 26 2015 5:17PM
Noida | Site Staging Area -> old Nodia site -> Noida -> APC: Symmetra 42 U Rack #1 | APC: Symmetra 42 U Rack #1 | RU#32 | Shelf 20 |  | Hitachi Data Systems | AMS Series | AMS 2000 Standard Disk Expansion Tray | HDS214 | 89219659 |  |  | Aug 26 2015 5:09PM
Noida | Site Staging Area -> old Nodia site -> Noida -> APC: Symmetra 42 U Rack #1 | APC: Symmetra 42 U Rack #1 | RU#30 | Hitachi Data Systems: Tray 9 |  | Hitachi Data Systems | AMS Series | AMS 2000 Standard Disk Expansion Tray | HDS214 | 89083824 |  |  | Aug 26 2015 5:20PM
Noida | Site Staging Area -> old Nodia site -> Noida -> APC: Symmetra 42 U Rack #1 | APC: Symmetra 42 U Rack #1 | RU#30 | Noiesx07 | SERVER SERVICES | Hewlett-Packard | ProLiant | DL580 G5 | HEPD255 | SGH9264HE0 |  | 10.40.124.35 | Aug 26 2015 5:17PM
Noida | Site Staging Area -> old Nodia site -> Noida -> APC: Symmetra 42 U Rack #1 | APC: Symmetra 42 U Rack #1 | RU#29 | Shelf 19 |  | Hitachi Data Systems | AMS Series | AMS 2000 Standard Disk Expansion Tray | HDS214 | 89218254 |  |  | Aug 26 2015 5:09PM
Noida | Site Staging Area -> old Nodia site -> Noida -> APC: Symmetra 42 U Rack #1 | APC: Symmetra 42 U Rack #1 | RU#28 | PS-IND-AIX03 |  | IBM | P-Series | p6-520 | IBMM755 | 06-ACBD2 | 1000-95325 | 10.40.128.33 | Aug 26 2015 5:17PM
Noida | Site Staging Area -> old Nodia site -> Noida -> APC: Symmetra 42 U Rack #1 | APC: Symmetra 42 U Rack #1 | RU#28 | PS-IND-ESX01 |  | Hewlett-Packard | ProLiant | DL580 G5 | HEPD255 | SGH842YHN1 | 1000-95313 | 10.40.129.31 | Aug 26 2015 5:13PM
Noida | Site Staging Area -> old Nodia site -> Noida -> APC: Symmetra 42 U Rack #1 | APC: Symmetra 42 U Rack #1 | RU#27 | Indcluster2 | SERVER SERVICES | SUN Microsystems | Sun Fire | V240 | SUN182 | FN43510326 |  | 10.40.4.197 | Aug 26 2015 5:17PM
Noida | Site Staging Area -> old Nodia site -> Noida -> APC: Symmetra 42 U Rack #1 | APC: Symmetra 42 U Rack #1 | RU#27 | Hitachi Data Systems: Tray 8 |  | Hitachi Data Systems | AMS Series | AMS 2000 Standard Disk Expansion Tray | HDS214 | 89083571 |  |  | Aug 26 2015 5:20PM
Noida | Site Staging Area -> old Nodia site -> Noida -> APC: Symmetra 42 U Rack #1 | APC: Symmetra 42 U Rack #1 | RU#26 | Connectfmg |  | Hewlett-Packard | ProLiant | DL 360 G5 | HEPA599 | SGH803E0CW | 1000-95185 | 172.26.40.132 | Aug 26 2015 5:17PM
Noida | Site Staging Area -> old Nodia site -> Noida -> APC: Symmetra 42 U Rack #1 | APC: Symmetra 42 U Rack #1 | RU#26 | Shelf 18 |  | Hitachi Data Systems | AMS Series | AMS 2000 Standard Disk Expansion Tray | HDS214 | 89219660 |  |  | Aug 26 2015 5:08PM
Noida | Site Staging Area -> old Nodia site -> Noida -> APC: Symmetra 42 U Rack #1 | APC: Symmetra 42 U Rack #1 | RU#24 | Hitachi Data Systems: Tray 7 |  | Hitachi Data Systems | AMS Series | AMS 2000 Standard Disk Expansion Tray | HDS214 | 89031948 | 1000-95463 |  | Aug 26 2015 5:20PM
Noida | Site Staging Area -> old Nodia site -> Noida -> APC: Symmetra 42 U Rack #1 | APC: Symmetra 42 U Rack #1 | RU#24 | HP/Compaq: DL380 G5 #1 |  | Hewlett-Packard | ProLiant | DL380 G5 | HEPA633 |  |  |  | Aug 26 2015 5:16PM
Noida | Site Staging Area -> old Nodia site -> Noida -> APC: Symmetra 42 U Rack #1 | APC: Symmetra 42 U Rack #1 | RU#24 | PS-IND-ESX02 |  | Hewlett-Packard | ProLiant | DL580 G5 | HEPD255 | SGH842YHMJ | 1000-95314 | 10.40.129.35 | Aug 26 2015 5:13PM
Noida | Site Staging Area -> old Nodia site -> Noida -> APC: Symmetra 42 U Rack #1 | APC: Symmetra 42 U Rack #1 | RU#23 | Shelf 17 |  | Hitachi Data Systems | AMS Series | AMS 2000 Standard Disk Expansion Tray | HDS214 | 89219293 |  |  | Aug 26 2015 5:08PM
Noida | Site Staging Area -> old Nodia site -> Noida -> APC: Symmetra 42 U Rack #1 | APC: Symmetra 42 U Rack #1 | RU#23 | Dell: PowerEdge M1000e #1 | SERVER SERVICES | Dell Computer | PowerEdge M-Series | PowerEdge M1000e | DELC001 | 514082S | 1000-95708 |  | Aug 26 2015 5:12PM
Noida | Site Staging Area -> old Nodia site -> Noida -> APC: Symmetra 42 U Rack #1 | APC: Symmetra 42 U Rack #1 | RU#22 | HP/Compaq: DL380 G5 #2 |  | Hewlett-Packard | ProLiant | DL380 G5 | HEPA633 |  |  |  | Aug 26 2015 5:16PM
Noida | Site Staging Area -> old Nodia site -> Noida -> APC: Symmetra 42 U Rack #1 | APC: Symmetra 42 U Rack #1 | RU#21 | INDVOIPBACKUP2 |  | Hewlett-Packard | ProLiant | DL380 G5 | HEPA633 | 2UX91406RA | 1000-95409 | 10.40.84.113 | Aug 26 2015 5:11PM
Noida | Site Staging Area -> old Nodia site -> Noida -> APC: Symmetra 42 U Rack #1 | APC: Symmetra 42 U Rack #1 | RU#21 | Dell PowerEdge M1000e | SERVER SERVICES | Dell Computer | PowerEdge | PowerEdge 8450 | DELL104 | JNKF72S | 1000-95571 | unkown | Aug 26 2015 5:19PM
Noida | Site Staging Area -> old Nodia site -> Noida -> APC: Symmetra 42 U Rack #1 | APC: Symmetra 42 U Rack #1 | RU#21 | Hitachi Data Systems: Tray 11 |  | Hitachi Data Systems | AMS Series | AMS 2000 Standard Disk Expansion Tray | HDS214 | 89027432 | 1000-95428 |  | Aug 26 2015 5:20PM
Noida | Site Staging Area -> old Nodia site -> Noida -> APC: Symmetra 42 U Rack #1 | APC: Symmetra 42 U Rack #1 | RU#20 | PS-IND-ESX03 |  | Hewlett-Packard | ProLiant | DL580 G5 | HEPD255 | SGH842YHMS | 1000-95315 | 10.40.129.39 | Aug 26 2015 5:12PM
Noida | Site Staging Area -> old Nodia site -> Noida -> APC: Symmetra 42 U Rack #1 | APC: Symmetra 42 U Rack #1 | RU#20 | Shelf 16 |  | Hitachi Data Systems | AMS Series | AMS 2000 Standard Disk Expansion Tray | HDS214 | 89219162 |  |  | Aug 26 2015 5:08PM
Noida | Site Staging Area -> old Nodia site -> Noida -> APC: Symmetra 42 U Rack #1 | APC: Symmetra 42 U Rack #1 | RU#19 | NOIREP1 |  | Hewlett-Packard | ProLiant Gen6 | DL380 G6 - LFF | HEPD898 | SGH939XL8M | 1000-95461 | 10.40.5.154 | Aug 26 2015 5:11PM
Noida | Site Staging Area -> old Nodia site -> Noida -> APC: Symmetra 42 U Rack #1 | APC: Symmetra 42 U Rack #1 | RU#18 | Hitachi Data Systems: Tray 5 |  | Hitachi Data Systems | AMS Series | AMS 2000 Standard Disk Expansion Tray | HDS214 | 89028082 | 1000-95440 |  | Aug 26 2015 5:20PM
Noida | Site Staging Area -> old Nodia site -> Noida -> APC: Symmetra 42 U Rack #1 | APC: Symmetra 42 U Rack #1 | RU#17 | Shelf 23 |  | Hitachi Data Systems | AMS Series | AMS 2000 Standard Disk Expansion Tray | HDS214 | 89228357 |  |  | Aug 26 2015 5:08PM
Noida | Site Staging Area -> old Nodia site -> Noida -> APC: Symmetra 42 U Rack #1 | APC: Symmetra 42 U Rack #1 | RU#15 | Hitachi Data Systems: Tray 4 |  | Hitachi Data Systems | AMS Series | AMS 2000 Standard Disk Expansion Tray | HDS214 | 89027184 | 1000-95441 |  | Aug 26 2015 5:20PM
Noida | Site Staging Area -> old Nodia site -> Noida -> APC: Symmetra 42 U Rack #1 | APC: Symmetra 42 U Rack #1 | RU#14 | Shelf 24 |  | Hitachi Data Systems | AMS Series | AMS 2000 Standard Disk Expansion Tray | HDS214 | 89228356 |  |  | Aug 26 2015 5:08PM
Noida | Site Staging Area -> old Nodia site -> Noida -> APC: Symmetra 42 U Rack #1 | APC: Symmetra 42 U Rack #1 | RU#12 | GLAB-SANSW01 |  | IBM | SAN Switch | SAN24B-4 San Switch | IBM410 | 10341LG |  |  | Aug 26 2015 5:16PM
Noida | Site Staging Area -> old Nodia site -> Noida -> APC: Symmetra 42 U Rack #1 | APC: Symmetra 42 U Rack #1 | RU#12 | Hitachi Data Systems: Tray 3 |  | Hitachi Data Systems | AMS Series | AMS 2000 Standard Disk Expansion Tray | HDS214 | 89028524 | 1000-95429 |  | Aug 26 2015 5:20PM
Noida | Site Staging Area -> old Nodia site -> Noida -> APC: Symmetra 42 U Rack #1 | APC: Symmetra 42 U Rack #1 | RU#11 | VERNIER |  | Vernier Networks | EdgeWall | EW7030 | VERN009 | UNKNOWN |  | UNKNOWN | Aug 26 2015 5:11PM
Noida | Site Staging Area -> old Nodia site -> Noida -> APC: Symmetra 42 U Rack #1 | APC: Symmetra 42 U Rack #1 | RU#11 | GLAB-SANSW02 |  | IBM | SAN Switch | SAN24B-4 San Switch | IBM410 | 10341LG |  |  | Aug 26 2015 5:16PM
Noida | Site Staging Area -> old Nodia site -> Noida -> APC: Symmetra 42 U Rack #1 | APC: Symmetra 42 U Rack #1 | RU#10 | noidsibx01 |  | Infoblox | DNS | Infoblox-1552 | IFBX011 |  |  |  | Aug 26 2015 5:17PM
Noida | Site Staging Area -> old Nodia site -> Noida -> APC: Symmetra 42 U Rack #1 | APC: Symmetra 42 U Rack #1 | RU#09 | noidsibx02 |  | Infoblox | DNS | Infoblox-1552 | IFBX011 |  |  |  | Aug 26 2015 5:17PM
Noida | Site Staging Area -> old Nodia site -> Noida -> APC: Symmetra 42 U Rack #1 | APC: Symmetra 42 U Rack #1 | RU#08 | Hitachi AMS2300 :INDHDS02 Tray 0 |  | Hitachi Data Systems | AMS Series | AMS 500 | HDS054 | 85040889 |  | 10.40.5.134 | Aug 26 2015 5:19PM
Noida | Site Staging Area -> old Nodia site -> Noida -> APC: Symmetra 42 U Rack #1 | APC: Symmetra 42 U Rack #1 | RU#08 | IBM: DS5020 #1 |  | IBM | System Storage | DS-5020 | IBMM866 |  |  |  | Aug 26 2015 5:16PM
Noida | Site Staging Area -> old Nodia site -> Noida -> APC: Symmetra 42 U Rack #1 | APC: Symmetra 42 U Rack #1 | RU#08 | NOIUNITYPRI |  | Hewlett-Packard | ProLiant Gen6 | DL380 G6 - LFF | HEPD898 | 2UX95103U4 | 1000-95496 | 10.40.84.30 | Aug 26 2015 5:11PM
Noida | Site Staging Area -> old Nodia site -> Noida -> APC: Symmetra 42 U Rack #1 | APC: Symmetra 42 U Rack #1 | RU#07 | Network Appliance: DS14MK2-AT #1 |  | NetApp | NearStore | DS14MK2-AT | NATC076 | PMA944430088425 | 1000-95506 | unknown | Aug 26 2015 5:12PM
Noida | Site Staging Area -> old Nodia site -> Noida -> APC: Symmetra 42 U Rack #1 | APC: Symmetra 42 U Rack #1 | RU#07 | SAGECRMDB |  | Hewlett-Packard | ProLiant Gen6 | DL380 G6 - LFF | HEPD898 | SGH939XL93 |  | 172.26.40.166 | Aug 26 2015 5:17PM
Noida | Site Staging Area -> old Nodia site -> Noida -> APC: Symmetra 42 U Rack #1 | APC: Symmetra 42 U Rack #1 | RU#06 | NOIUNITYFOVR |  | Hewlett-Packard | ProLiant Gen6 | DL380 G6 - LFF | HEPD898 | 2UX95103TZ | 1000-95498 | 10.40.84.31 | Aug 26 2015 5:11PM
Noida | Site Staging Area -> old Nodia site -> Noida -> APC: Symmetra 42 U Rack #1 | APC: Symmetra 42 U Rack #1 | RU#05 | IBM: DS5020 #2 |  | IBM | System Storage | DS-5020 | IBMM866 |  |  |  | Aug 26 2015 5:16PM
Noida | Site Staging Area -> old Nodia site -> Noida -> APC: Symmetra 42 U Rack #1 | APC: Symmetra 42 U Rack #1 | RU#05 | SAGECRMAPP |  | Hewlett-Packard | ProLiant Gen7 | DL385 G7 SFF | HEPK264 | SGH033XPVL |  | 10.40.5.198 | Aug 26 2015 5:17PM
Noida | Site Staging Area -> old Nodia site -> Noida -> APC: Symmetra 42 U Rack #1 | APC: Symmetra 42 U Rack #1 | RU#05 | Hitachi Data Systems: Tray 1 |  | Hitachi Data Systems | AMS Series | AMS 2000 Standard Disk Expansion Tray | HDS214 | 89028796 | 1000-95443 |  | Aug 26 2015 5:19PM
Noida | Site Staging Area -> old Nodia site -> Noida -> APC: Symmetra 42 U Rack #1 | APC: Symmetra 42 U Rack #1 | RU#04 | NOIUNITYMS |  | Hewlett-Packard | ProLiant Gen6 | DL380 G6 - LFF | HEPD898 | 2UX9510340 |  | 10.40.84.32 | Aug 26 2015 5:11PM
Noida | Site Staging Area -> old Nodia site -> Noida -> APC: Symmetra 42 U Rack #1 | APC: Symmetra 42 U Rack #1 | RU#03 | wsus-no1 |  | Hewlett-Packard | ProLiant | DL380 G4 | HEPA156 | SGH552X084 | 1000-83357 | 10.40.4.161 | Aug 26 2015 5:08PM
Noida | Site Staging Area -> old Nodia site -> Noida -> APC: Symmetra 42 U Rack #1 | APC: Symmetra 42 U Rack #1 | RU#03 | NOINETA02-1 &amp; NOINETA02-2 |  | NetApp | FAS Series | FAS2050 | NATC190 | 80002584 | 1000-95306 | 10.40.5.67 | Aug 26 2015 5:12PM
Noida | Site Staging Area -> old Nodia site -> Noida -> APC: Symmetra 42 U Rack #1 | APC: Symmetra 42 U Rack #1 | RU#02 | IBM: DS5020 #3 |  | IBM | System Storage | DS-5020 | IBMM866 |  |  |  | Aug 26 2015 5:16PM
Noida | Site Staging Area -> old Nodia site -> Noida -> APC: Symmetra 42 U Rack #1 | APC: Symmetra 42 U Rack #1 | RU#02 | Hitachi Data Systems: Tray 2 |  | Hitachi Data Systems | AMS Series | AMS 2000 Standard Disk Expansion Tray | HDS214 | 89027908 | 1000-95442 |  | Aug 26 2015 5:19PM
Noida | Site Staging Area -> old Nodia site -> Noida -> APC: Symmetra 42 U Rack #13 | APC: Symmetra 42 U Rack #13 | RU#41 | APC ENVIRONMENTAL UNIT |  | APC | NetBotz | NBRK0201 | APCA394 | ZA03502947 | 1000-95306 | unknown | Aug 26 2015 5:14PM
Noida | Site Staging Area -> old Nodia site -> Noida -> APC: Symmetra 42 U Rack #13 | APC: Symmetra 42 U Rack #13 | RU#30 | NOIESX04 | SERVER SERVICES | Hewlett-Packard | ProLiant | DL580 G5 | HEPD255 | SGH824XMNF |  | 10.40.5.81 | Aug 26 2015 5:14PM
Noida | Site Staging Area -> old Nodia site -> Noida -> APC: Symmetra 42 U Rack #13 | APC: Symmetra 42 U Rack #13 | RU#24 | Balti |  | Hewlett-Packard | ProLiant | DL380 G5 | HEPA633 | SGH837029K |  | unknown | Aug 26 2015 5:14PM
Noida | Site Staging Area -> old Nodia site -> Noida -> APC: Symmetra 42 U Rack #13 | APC: Symmetra 42 U Rack #13 | RU#22 | NOIFS01 | SERVER SERVICES | Hewlett-Packard | ProLiant | DL380 G5 | HEPA633 | SGH9172CS8 | 1000-95410 | 10.40.4.186 | Aug 26 2015 5:14PM
Noida | Site Staging Area -> old Nodia site -> Noida -> APC: Symmetra 42 U Rack #13 | APC: Symmetra 42 U Rack #13 | RU#21 | CONNECTFMG02 |  | Hewlett-Packard | ProLiant | DL 360 G5 | HEPA599 | SGH803E0C8 | 1000-95169 | 172.26.40.153 | Aug 26 2015 5:14PM
Noida | Site Staging Area -> old Nodia site -> Noida -> APC: Symmetra 42 U Rack #13 | APC: Symmetra 42 U Rack #13 | RU#20 | CONNECTFMG03 |  | Hewlett-Packard | ProLiant | DL 360 G5 | HEPA599 | SGH803E0D0 | 1000-95186 | 172.26.40.154 | Aug 26 2015 5:14PM
Noida | Site Staging Area -> old Nodia site -> Noida -> APC: Symmetra 42 U Rack #13 | APC: Symmetra 42 U Rack #13 | RU#19 | CONNECTFMG04 |  | Hewlett-Packard | ProLiant | DL 360 G5 | HEPA599 | SGH803E0CK | 1000-95187 | 172.26.40.155 | Aug 26 2015 5:14PM
Noida | Site Staging Area -> old Nodia site -> Noida -> APC: Symmetra 42 U Rack #13 | APC: Symmetra 42 U Rack #13 | RU#18 | CONNECTFMG05 |  | Hewlett-Packard | ProLiant | DL 360 G5 | HEPA599 | SGH803E0DA | 1000-95188 | 172.26.40.156 | Aug 26 2015 5:13PM
Noida | Site Staging Area -> old Nodia site -> Noida -> APC: Symmetra 42 U Rack #13 | APC: Symmetra 42 U Rack #13 | RU#17 | CONNAPP06 |  | Hewlett-Packard | ProLiant | DL 360 G5 | HEPA599 | SGH9182MV1 | 1000-95189 | 172.26.40.157 | Aug 26 2015 5:13PM
Noida | Site Staging Area -> old Nodia site -> Noida -> APC: Symmetra 42 U Rack #13 | APC: Symmetra 42 U Rack #13 | RU#16 | CONNAPP07 |  | Hewlett-Packard | ProLiant | DL 360 G5 | HEPA599 | SGH9182MV7 | 1000-95418 | 172.26.40.158 | Aug 26 2015 5:13PM
Noida | Site Staging Area -> old Nodia site -> Noida -> APC: Symmetra 42 U Rack #13 | APC: Symmetra 42 U Rack #13 | RU#05 | HP/Compaq: BladeSystem c7000 #1 |  | Hewlett-Packard | C-Class | 412152-B21 | HEPA586 |  |  |  | Aug 26 2015 5:13PM
Noida | Site Staging Area -> old Nodia site -> Noida -> APC: Symmetra 42 U Rack #17 | APC: Symmetra 42 U Rack #17 | RU#37 | NOIESX05 | SERVER SERVICES | Hewlett-Packard | ProLiant | DL580 G5 | HEPD255 | SGH9264HDP | 1000-95437 | 10.40.124.31 | Aug 26 2015 5:18PM
Noida | Site Staging Area -> old Nodia site -> Noida -> APC: Symmetra 42 U Rack #17 | APC: Symmetra 42 U Rack #17 | RU#31 | YAK | SERVER SERVICES | SUN Microsystems | Enterprise | M3000 | SUN062 | PX60947068 | 1000-95475 | 10.40.5.139 | Aug 26 2015 5:18PM
Noida | Site Staging Area -> old Nodia site -> Noida -> APC: Symmetra 42 U Rack #17 | APC: Symmetra 42 U Rack #17 | RU#29 | T5220-NOI-01 |  | SUN Microsystems | Enterprise | T5220 | SUNM069 | BDL0945808 | 1000-95474 | 10.40.5.141 | Aug 26 2015 5:18PM
Noida | Site Staging Area -> old Nodia site -> Noida -> APC: Symmetra 42 U Rack #17 | APC: Symmetra 42 U Rack #17 | RU#25 | INDPKI-LUNA1 |  | SafeNet | Luna | Luna SP-1U | SFNT029 | 951972 |  | 10.40.5.160 | Aug 26 2015 5:18PM
Noida | Site Staging Area -> old Nodia site -> Noida -> APC: Symmetra 42 U Rack #17 | APC: Symmetra 42 U Rack #17 | RU#24 | INDPKI-LUNA2 |  | SafeNet | Luna | Luna SP-1U | SFNT029 | 951980 |  | 10.40.5.162 | Aug 26 2015 5:18PM
Noida | Site Staging Area -> old Nodia site -> Noida -> APC: Symmetra 42 U Rack #18 | APC: Symmetra 42 U Rack #18 | RU#42 | Cisco Switch |  | Cisco Systems | Catalyst 3560 | WS-C3560-48PS-S | CISO324 | FOX1230GJYL | 1000-95342 | unknown | Aug 26 2015 5:19PM
Noida | Site Staging Area -> old Nodia site -> Noida -> APC: Symmetra 42 U Rack #18 | APC: Symmetra 42 U Rack #18 | RU#41 | D-LINK Switch |  | D-LINK Systems | DES Series | DES-3250TG | DLNK104 | F39C178000529 |  | unknown | Aug 26 2015 5:19PM
Noida | Site Staging Area -> old Nodia site -> Noida -> APC: Symmetra 42 U Rack #18 | APC: Symmetra 42 U Rack #18 | RU#37 | MH-NOIDA-23 |  | Super Micro Computer | SuperServer | 6016GT-TF-TM2 | SUPR650 | S515BXT18A01476 | 601618 | 10.40.132.56 | Aug 26 2015 5:19PM
Noida | Site Staging Area -> old Nodia site -> Noida -> APC: Symmetra 42 U Rack #18 | APC: Symmetra 42 U Rack #18 | RU#36 | MH-NOIDA-22 |  | Super Micro Computer | SuperServer | 6016GT-TF-TM2 | SUPR650 | S515BXT18A01481 | 601617 | 10.40.132.55 | Aug 26 2015 5:19PM
Noida | Site Staging Area -> old Nodia site -> Noida -> APC: Symmetra 42 U Rack #18 | APC: Symmetra 42 U Rack #18 | RU#26 | MH-NOIDA-14 |  | Super Micro Computer | SuperServer | 6016GT-TF-TM2 | SUPR650 | S515BXT18A01480 | 601620 | 10.40.132.58 | Aug 26 2015 5:19PM
Noida | Site Staging Area -> old Nodia site -> Noida -> APC: Symmetra 42 U Rack #18 | APC: Symmetra 42 U Rack #18 | RU#25 | MH-NOIDA-13 |  | Super Micro Computer | SuperServer | 6016GT-TF-TM2 | SUPR650 | S515BXT18A01473 | 601619 | 10.40.132.57 | Aug 26 2015 5:19PM
Noida | Site Staging Area -> old Nodia site -> Noida -> APC: Symmetra 42 U Rack #18 | APC: Symmetra 42 U Rack #18 | RU#19 | MH-NOIDA-07 |  | Super Micro Computer | SuperServer | 6016GT-TF-TM2 | SUPR650 | S515BXT18A01473 | 601619 | 10.40.132.57 | Aug 26 2015 5:19PM
Noida | Site Staging Area -> old Nodia site -> Noida -> APC: Symmetra 42 U Rack #18 | APC: Symmetra 42 U Rack #18 | RU#03 | NO1DCA003 |  | Dell Computer | PowerEdge M-Series | PowerEdge M1000e | DELC001 | 68RL8X1 | 10095934 | 10.40.152.66 | Aug 26 2015 5:18PM
Noida | Site Staging Area -> old Nodia site -> Noida -> APC: Symmetra 42 U Rack #2 | APC: Symmetra 42 U Rack #2 | RU#40 | APC: AP9319 |  | APC | Environmental Monitoring | AP9319X446 | APC239 | ZA0537009562 |  | unknown | Aug 26 2015 5:19PM
Noida | Site Staging Area -> old Nodia site -> Noida -> APC: Symmetra 42 U Rack #6 | APC: Symmetra 42 U Rack #6 | RU#41 | APC Environmental Monitoring Unit |  | APC | Environmental Monitoring | AP9319X446 | APC239 |  |  |  | Aug 26 2015 5:27PM
Noida | Site Staging Area -> old Nodia site -> Noida -> APC: Symmetra 42 U Rack #6 | APC: Symmetra 42 U Rack #6 | RU#35 | NOIADODC05 |  | Hewlett-Packard | ProLiant | DL380 G5 | HEPA633 | SGH830X2P5 | 1000-95259 |  | Aug 26 2015 5:27PM
Noida | Site Staging Area -> old Nodia site -> Noida -> APC: Symmetra 42 U Rack #6 | APC: Symmetra 42 U Rack #6 | RU#29 | LOBSTER | LAB SERVICES | SUN Microsystems | Enterprise | 250 (Rack) | SUN109 | 928H26B3 | 1000-65611 | 10.40.4.210 | Aug 26 2015 5:27PM
Noida | Site Staging Area -> old Nodia site -> Noida -> APC: Symmetra 42 U Rack #6 | APC: Symmetra 42 U Rack #6 | RU#25 | LOBSTER STORAGE | LAB SERVICES | SUN Microsystems | StorEdge | A1000 | SUN055 | 251H2A1A | 1000-78601 | UNKNOWN | Aug 26 2015 5:27PM
Noida | Site Staging Area -> old Nodia site -> Noida -> APC: Symmetra 42 U Rack #6 | APC: Symmetra 42 U Rack #6 | RU#24 | GT-INDIA-SUN |  | SUN Microsystems | Sun Fire | V210 | SUN184 | FM64730021 |  | 10.40.4.65 | Aug 26 2015 5:27PM
Noida | Site Staging Area -> old Nodia site -> Noida -> APC: Symmetra 42 U Rack #6 | APC: Symmetra 42 U Rack #6 | RU#21 | Noidanvr-2 | PHYSICAL SECURITY | Hewlett-Packard | ProLiant | DL380 G5 | HEPA633 | SGH843YLJD | 1000-95320 |  | Aug 26 2015 5:27PM
Noida | Site Staging Area -> old Nodia site -> Noida -> APC: Symmetra 42 U Rack #6 | APC: Symmetra 42 U Rack #6 | RU#18 | Noidanvr-1 | PHYSICAL SECURITY | Hewlett-Packard | ProLiant | DL380 G5 | HEPA633 | SGH843YLJC | 1000-95319 |  | Aug 26 2015 5:27PM
Noida | Site Staging Area -> old Nodia site -> Noida -> APC: Symmetra 42 U Rack #6 | APC: Symmetra 42 U Rack #6 | RU#17 | kaveri | SERVER SERVICES | Apple Computer | Xserve | G5 | APPL015 | YM03900G6HS | 1000-95561 | unknown | Aug 26 2015 5:27PM
Noida | Site Staging Area -> old Nodia site -> Noida -> APC: Symmetra 42 U Rack #6 | APC: Symmetra 42 U Rack #6 | RU#15 | NOIESX08 | SERVER SERVICES | Hewlett-Packard | ProLiant Gen6 | DL380 G6 - LFF | HEPD898 | SGH9264HDK | 1000-95436 | 10.40.4.191 | Aug 26 2015 5:26PM
Noida | Site Staging Area -> old Nodia site -> Noida -> APC: Symmetra 42 U Rack #6 | APC: Symmetra 42 U Rack #6 | RU#13 | no1dra002 |  | Dell Computer | PowerEdge R-Series | PowerEdge R720-2.5 Drive | DELC972 |  |  |  | Aug 26 2015 5:26PM
Noida | Site Staging Area -> old Nodia site -> Noida -> APC: Symmetra 42 U Rack #6 | APC: Symmetra 42 U Rack #6 | RU#11 | no1dra001 |  | Dell Computer | PowerEdge R-Series | PowerEdge R720-2.5 Drive | DELC972 |  |  |  | Aug 26 2015 5:26PM
Noida | Site Staging Area -> old Nodia site -> Noida -> APC: Symmetra 42 U Rack #6 | APC: Symmetra 42 U Rack #6 | RU#09 | no1720-01-mon |  | Dell Computer | PowerEdge R-Series | PowerEdge R720xd-2.5 Drive | DELC962 |  |  |  | Aug 26 2015 5:26PM
Noida | Site Staging Area -> old Nodia site -> Noida -> APC: Symmetra 42 U Rack #6 | APC: Symmetra 42 U Rack #6 | RU#07 | No1200-01-mon - Storage unit |  | Dell Computer | PowerVault MD Series | PowerVault MD1200 | DELC450 |  |  |  | Aug 26 2015 5:26PM
Noida | Site Staging Area -> old Nodia site -> Noida -> Panduit: DR84-19 Inch #1 | Panduit: DR84-19 Inch #1 | RU#44 | Panduit: WMPS23 #8 |  | Panduit | PatchLink | WMPS23 | PAND739 |  |  |  | Aug 26 2015 5:33PM
Noida | Site Staging Area -> old Nodia site -> Noida -> Panduit: DR84-19 Inch #1 | Panduit: DR84-19 Inch #1 | RU#44 | Panduit: CP24BL #4 |  | Panduit | Mini-Com | CP24BL | PAND393 |  |  |  | Aug 26 2015 5:58PM
Noida | Site Staging Area -> old Nodia site -> Noida -> Panduit: DR84-19 Inch #1 | Panduit: DR84-19 Inch #1 | RU#43 | Panduit: CP24BL #1 |  | Panduit | Mini-Com | CP24BL | PAND393 |  |  |  | Aug 26 2015 6:03PM
Noida | Site Staging Area -> old Nodia site -> Noida -> Panduit: DR84-19 Inch #1 | Panduit: DR84-19 Inch #1 | RU#43 | Panduit: WMPS23 #7 |  | Panduit | PatchLink | WMPS23 | PAND739 |  |  |  | Aug 26 2015 5:58PM
Noida | Site Staging Area -> old Nodia site -> Noida -> Panduit: DR84-19 Inch #1 | Panduit: DR84-19 Inch #1 | RU#43 | Panduit: WMPS23 #7 |  | Panduit | PatchLink | WMPS23 | PAND739 |  |  |  | Aug 26 2015 5:33PM
Noida | Site Staging Area -> old Nodia site -> Noida -> Panduit: DR84-19 Inch #1 | Panduit: DR84-19 Inch #1 | RU#43 | Panduit: WMPS23 #1 |  | Panduit | PatchLink | WMPS23 | PAND739 |  |  |  | Aug 26 2015 5:46PM
Noida | Site Staging Area -> old Nodia site -> Noida -> Panduit: DR84-19 Inch #1 | Panduit: DR84-19 Inch #1 | RU#43 | 19 Inch 1U Shelf |  | Generic Equipment Set | Shelf | 19 Inch 1U Shelf | GENR944 |  |  |  | Aug 26 2015 5:46PM
Noida | Site Staging Area -> old Nodia site -> Noida -> Panduit: DR84-19 Inch #1 | Panduit: DR84-19 Inch #1 | RU#42 | Panduit: CP24BL #1 |  | Panduit | Mini-Com | CP24BL | PAND393 |  |  |  | Aug 26 2015 5:41PM
Noida | Site Staging Area -> old Nodia site -> Noida -> Panduit: DR84-19 Inch #1 | Panduit: DR84-19 Inch #1 | RU#42 | Panduit: CP24BL #3 |  | Panduit | Mini-Com | CP24BL | PAND393 |  |  |  | Aug 26 2015 5:58PM
Noida | Site Staging Area -> old Nodia site -> Noida -> Panduit: DR84-19 Inch #1 | Panduit: DR84-19 Inch #1 | RU#42 | Panduit: WMPS23 #1 |  | Panduit | PatchLink | WMPS23 | PAND739 |  |  |  | Aug 26 2015 5:48PM
Noida | Site Staging Area -> old Nodia site -> Noida -> Panduit: DR84-19 Inch #1 | Panduit: DR84-19 Inch #1 | RU#42 | Panduit: CP24BL #1 |  | Panduit | Mini-Com | CP24BL | PAND393 |  |  |  | Aug 26 2015 5:53PM
Noida | Site Staging Area -> old Nodia site -> Noida -> Panduit: DR84-19 Inch #1 | Panduit: DR84-19 Inch #1 | RU#42 | Panduit: WMPS23 #1 |  | Panduit | PatchLink | WMPS23 | PAND739 |  |  |  | Aug 26 2015 6:03PM
Noida | Site Staging Area -> old Nodia site -> Noida -> Panduit: DR84-19 Inch #1 | Panduit: DR84-19 Inch #1 | RU#41 | Panduit: CP24BL #2 |  | Panduit | Mini-Com | CP24BL | PAND393 |  |  |  | Aug 26 2015 6:03PM
Noida | Site Staging Area -> old Nodia site -> Noida -> Panduit: DR84-19 Inch #1 | Panduit: DR84-19 Inch #1 | RU#41 | Cisco: Catalyst 3750-24PS-E #1 |  | Cisco Systems | Catalyst 3750 | WS-C3750-24PS-E | CISO352 | CAT1016N2SK |  | Unknown | Aug 26 2015 6:05PM
Noida | Site Staging Area -> old Nodia site -> Noida -> Panduit: DR84-19 Inch #1 | Panduit: DR84-19 Inch #1 | RU#41 | Panduit: WMPS23 #6 |  | Panduit | PatchLink | WMPS23 | PAND739 |  |  |  | Aug 26 2015 5:57PM
Noida | Site Staging Area -> old Nodia site -> Noida -> Panduit: DR84-19 Inch #1 | Panduit: DR84-19 Inch #1 | RU#41 | Panduit: WMPS23 #1 |  | Panduit | PatchLink | WMPS23 | PAND739 |  |  |  | Aug 26 2015 5:53PM
Noida | Site Staging Area -> old Nodia site -> Noida -> Panduit: DR84-19 Inch #1 | Panduit: DR84-19 Inch #1 | RU#41 | Panduit: WMPS23 #1 |  | Panduit | PatchLink | WMPS23 | PAND739 |  |  |  | Aug 26 2015 5:41PM
Noida | Site Staging Area -> old Nodia site -> Noida -> Panduit: DR84-19 Inch #1 | Panduit: DR84-19 Inch #1 | RU#41 | Panduit: WMPS23 #9 |  | Panduit | PatchLink | WMPS23 | PAND739 |  |  |  | Aug 26 2015 5:46PM
Noida | Site Staging Area -> old Nodia site -> Noida -> Panduit: DR84-19 Inch #1 | Panduit: DR84-19 Inch #1 | RU#41 | Panduit: WMPS23 #1 |  | Panduit | PatchLink | WMPS23 | PAND739 |  |  |  | Aug 26 2015 5:35PM
Noida | Site Staging Area -> old Nodia site -> Noida -> Panduit: DR84-19 Inch #1 | Panduit: DR84-19 Inch #1 | RU#40 | Panduit: CP24BL #2 |  | Panduit | Mini-Com | CP24BL | PAND393 |  |  |  | Aug 26 2015 5:40PM
Noida | Site Staging Area -> old Nodia site -> Noida -> Panduit: DR84-19 Inch #1 | Panduit: DR84-19 Inch #1 | RU#40 | Panduit: CP24BL #5 |  | Panduit | Mini-Com | CP24BL | PAND393 |  |  |  | Aug 26 2015 5:57PM
Noida | Site Staging Area -> old Nodia site -> Noida -> Panduit: DR84-19 Inch #1 | Panduit: DR84-19 Inch #1 | RU#40 | Panduit: CP24BL #2 |  | Panduit | Mini-Com | CP24BL | PAND393 |  |  |  | Aug 26 2015 5:53PM
Noida | Site Staging Area -> old Nodia site -> Noida -> Panduit: DR84-19 Inch #1 | Panduit: DR84-19 Inch #1 | RU#40 | Netscout Systems: 9912/HC #1 |  | Netscout Systems | nGenius | nGenius 9912-HC | NTSC007 |  |  |  | Aug 26 2015 5:48PM
Noida | Site Staging Area -> old Nodia site -> Noida -> Panduit: DR84-19 Inch #1 | Panduit: DR84-19 Inch #1 | RU#40 | Panduit: WMPS23 #2 |  | Panduit | PatchLink | WMPS23 | PAND739 |  |  |  | Aug 26 2015 6:03PM
Noida | Site Staging Area -> old Nodia site -> Noida -> Panduit: DR84-19 Inch #1 | Panduit: DR84-19 Inch #1 | RU#40 | SWA-DMZ |  | Cisco Systems | Catalyst 3750 | WS-C3750-24PS-E | CISO352 | CAT1016N2SK |  | Unknown | Aug 26 2015 6:05PM
Noida | Site Staging Area -> old Nodia site -> Noida -> Panduit: DR84-19 Inch #1 | Panduit: DR84-19 Inch #1 | RU#39 | Panduit: CP24BL #3 |  | Panduit | Mini-Com | CP24BL | PAND393 |  |  |  | Aug 26 2015 6:03PM
Noida | Site Staging Area -> old Nodia site -> Noida -> Panduit: DR84-19 Inch #1 | Panduit: DR84-19 Inch #1 | RU#39 | Juniper Networks: SSG140 #1 |  | Juniper Networks | SSG Series | SSG-140-SB | JUNP524 |  |  |  | Aug 26 2015 6:05PM
Noida | Site Staging Area -> old Nodia site -> Noida -> Panduit: DR84-19 Inch #1 | Panduit: DR84-19 Inch #1 | RU#39 | Panduit: WMPS23 #2 |  | Panduit | PatchLink | WMPS23 | PAND739 |  |  |  | Aug 26 2015 5:52PM
Noida | Site Staging Area -> old Nodia site -> Noida -> Panduit: DR84-19 Inch #1 | Panduit: DR84-19 Inch #1 | RU#39 | Panduit: WMPS23 #8 |  | Panduit | PatchLink | WMPS23 | PAND739 |  |  |  | Aug 26 2015 5:57PM
Noida | Site Staging Area -> old Nodia site -> Noida -> Panduit: DR84-19 Inch #1 | Panduit: DR84-19 Inch #1 | RU#39 | Panduit: WMPS23 #2 |  | Panduit | PatchLink | WMPS23 | PAND739 |  |  |  | Aug 26 2015 5:40PM
Noida | Site Staging Area -> old Nodia site -> Noida -> Panduit: DR84-19 Inch #1 | Panduit: DR84-19 Inch #1 | RU#39 | F5 Networks: EM-4000 #1 |  | F5 Networks | Enterprise Manager | EM-4000 | F5LA064 |  |  |  | Aug 26 2015 5:48PM
Noida | Site Staging Area -> old Nodia site -> Noida -> Panduit: DR84-19 Inch #1 | Panduit: DR84-19 Inch #1 | RU#39 | Panduit: WMPS23 #7 |  | Panduit | PatchLink | WMPS23 | PAND739 |  |  |  | Aug 26 2015 5:46PM
Noida | Site Staging Area -> old Nodia site -> Noida -> Panduit: DR84-19 Inch #1 | Panduit: DR84-19 Inch #1 | RU#38 | Panduit: CP24BL #3 |  | Panduit | Mini-Com | CP24BL | PAND393 |  |  |  | Aug 26 2015 5:40PM
Noida | Site Staging Area -> old Nodia site -> Noida -> Panduit: DR84-19 Inch #1 | Panduit: DR84-19 Inch #1 | RU#38 | Panduit: WMPS23 #2 |  | Panduit | PatchLink | WMPS23 | PAND739 |  |  |  | Aug 26 2015 5:35PM
Noida | Site Staging Area -> old Nodia site -> Noida -> Panduit: DR84-19 Inch #1 | Panduit: DR84-19 Inch #1 | RU#38 | Panduit: CP24BL #6 |  | Panduit | Mini-Com | CP24BL | PAND393 |  |  |  | Aug 26 2015 5:57PM
Noida | Site Staging Area -> old Nodia site -> Noida -> Panduit: DR84-19 Inch #1 | Panduit: DR84-19 Inch #1 | RU#38 | Panduit: CP24BL #3 |  | Panduit | Mini-Com | CP24BL | PAND393 |  |  |  | Aug 26 2015 5:52PM
Noida | Site Staging Area -> old Nodia site -> Noida -> Panduit: DR84-19 Inch #1 | Panduit: DR84-19 Inch #1 | RU#38 | Cisco: ASA 5510 #1 |  | Cisco Systems | ASA 5500 | ASA 5510 | CICO118 |  |  |  | Aug 26 2015 6:05PM
Noida | Site Staging Area -> old Nodia site -> Noida -> Panduit: DR84-19 Inch #1 | Panduit: DR84-19 Inch #1 | RU#38 | Panduit: WMPS23 #3 |  | Panduit | PatchLink | WMPS23 | PAND739 |  |  |  | Aug 26 2015 6:02PM
Noida | Site Staging Area -> old Nodia site -> Noida -> Panduit: DR84-19 Inch #1 | Panduit: DR84-19 Inch #1 | RU#37 | Panduit: CP24BL #4 |  | Panduit | Mini-Com | CP24BL | PAND393 |  |  |  | Aug 26 2015 6:02PM
Noida | Site Staging Area -> old Nodia site -> Noida -> Panduit: DR84-19 Inch #1 | Panduit: DR84-19 Inch #1 | RU#37 | Juniper Networks: SA2000 #1 |  | Juniper Networks | SA Series | SA2000 | JUNP409 |  |  |  | Aug 26 2015 6:05PM
Noida | Site Staging Area -> old Nodia site -> Noida -> Panduit: DR84-19 Inch #1 | Panduit: DR84-19 Inch #1 | RU#37 | Panduit: WMPS23 #3 |  | Panduit | PatchLink | WMPS23 | PAND739 |  |  |  | Aug 26 2015 5:52PM
Noida | Site Staging Area -> old Nodia site -> Noida -> Panduit: DR84-19 Inch #1 | Panduit: DR84-19 Inch #1 | RU#37 | Panduit: WMPS23 #9 |  | Panduit | PatchLink | WMPS23 | PAND739 |  |  |  | Aug 26 2015 5:57PM
Noida | Site Staging Area -> old Nodia site -> Noida -> Panduit: DR84-19 Inch #1 | Panduit: DR84-19 Inch #1 | RU#37 | Panduit: WMPS23 #3 |  | Panduit | PatchLink | WMPS23 | PAND739 |  |  |  | Aug 26 2015 5:40PM
Noida | Site Staging Area -> old Nodia site -> Noida -> Panduit: DR84-19 Inch #1 | Panduit: DR84-19 Inch #1 | RU#37 | Panduit: WMPS23 #8 |  | Panduit | PatchLink | WMPS23 | PAND739 |  |  |  | Aug 26 2015 5:46PM
Noida | Site Staging Area -> old Nodia site -> Noida -> Panduit: DR84-19 Inch #1 | Panduit: DR84-19 Inch #1 | RU#36 | Panduit: CP24BL #4 |  | Panduit | Mini-Com | CP24BL | PAND393 |  |  |  | Aug 26 2015 5:40PM
Noida | Site Staging Area -> old Nodia site -> Noida -> Panduit: DR84-19 Inch #1 | Panduit: DR84-19 Inch #1 | RU#36 | Panduit: CP24BL #7 |  | Panduit | Mini-Com | CP24BL | PAND393 |  |  |  | Aug 26 2015 5:57PM
Noida | Site Staging Area -> old Nodia site -> Noida -> Panduit: DR84-19 Inch #1 | Panduit: DR84-19 Inch #1 | RU#36 | Panduit: CP24BL #4 |  | Panduit | Mini-Com | CP24BL | PAND393 |  |  |  | Aug 26 2015 5:52PM
Noida | Site Staging Area -> old Nodia site -> Noida -> Panduit: DR84-19 Inch #1 | Panduit: DR84-19 Inch #1 | RU#36 | Panduit: WMPS23 #4 |  | Panduit | PatchLink | WMPS23 | PAND739 |  |  |  | Aug 26 2015 6:02PM
Noida | Site Staging Area -> old Nodia site -> Noida -> Panduit: DR84-19 Inch #1 | Panduit: DR84-19 Inch #1 | RU#35 | Panduit: CP24BL #5 |  | Panduit | Mini-Com | CP24BL | PAND393 |  |  |  | Aug 26 2015 6:02PM
Noida | Site Staging Area -> old Nodia site -> Noida -> Panduit: DR84-19 Inch #1 | Panduit: DR84-19 Inch #1 | RU#35 | Panduit: WMPS23 #10 |  | Panduit | PatchLink | WMPS23 | PAND739 |  |  |  | Aug 26 2015 5:56PM
Noida | Site Staging Area -> old Nodia site -> Noida -> Panduit: DR84-19 Inch #1 | Panduit: DR84-19 Inch #1 | RU#35 | Panduit: WMPS23 #3 |  | Panduit | PatchLink | WMPS23 | PAND739 |  |  |  | Aug 26 2015 5:35PM
Noida | Site Staging Area -> old Nodia site -> Noida -> Panduit: DR84-19 Inch #1 | Panduit: DR84-19 Inch #1 | RU#35 | noidat1wlc-01 |  | Cisco Systems | Cisco 4400 | AIR-WLC4404-100-K9 | CICO111 | FOC1150F0AR |  | 10.40.4.180 | Aug 26 2015 5:34PM
Noida | Site Staging Area -> old Nodia site -> Noida -> Panduit: DR84-19 Inch #1 | Panduit: DR84-19 Inch #1 | RU#35 | Panduit: WMPS23 #4 |  | Panduit | PatchLink | WMPS23 | PAND739 |  |  |  | Aug 26 2015 5:39PM
Noida | Site Staging Area -> old Nodia site -> Noida -> Panduit: DR84-19 Inch #1 | Panduit: DR84-19 Inch #1 | RU#35 | Panduit: WMPS23 #10 |  | Panduit | PatchLink | WMPS23 | PAND739 |  |  |  | Aug 26 2015 5:46PM
Noida | Site Staging Area -> old Nodia site -> Noida -> Panduit: DR84-19 Inch #1 | Panduit: DR84-19 Inch #1 | RU#34 | Panduit: CP24BL #14 |  | Panduit | Mini-Com | CP24BL | PAND393 |  |  |  | Aug 26 2015 5:46PM
Noida | Site Staging Area -> old Nodia site -> Noida -> Panduit: DR84-19 Inch #1 | Panduit: DR84-19 Inch #1 | RU#34 | Cisco: MCS-7825-H2 #1 |  | Cisco Systems | MCS 7800 | MCS-7825-H2-ECS1 | CICO788 |  |  |  | Aug 26 2015 5:52PM
Noida | Site Staging Area -> old Nodia site -> Noida -> Panduit: DR84-19 Inch #1 | Panduit: DR84-19 Inch #1 | RU#34 | Panduit: WMPS23 #5 |  | Panduit | PatchLink | WMPS23 | PAND739 |  |  |  | Aug 26 2015 6:02PM
Noida | Site Staging Area -> old Nodia site -> Noida -> Panduit: DR84-19 Inch #1 | Panduit: DR84-19 Inch #1 | RU#34 | noiinetfw2 |  | Juniper Networks | SSG Series | SSG-550-001 | JUNP444 | 99112004000259 |  | 10.40.1.5 | Aug 26 2015 6:05PM
Noida | Site Staging Area -> old Nodia site -> Noida -> Panduit: DR84-19 Inch #1 | Panduit: DR84-19 Inch #1 | RU#33 | Panduit: CP24BL #6 |  | Panduit | Mini-Com | CP24BL | PAND393 |  |  |  | Aug 26 2015 6:02PM
Noida | Site Staging Area -> old Nodia site -> Noida -> Panduit: DR84-19 Inch #1 | Panduit: DR84-19 Inch #1 | RU#33 | Panduit: WMPS23 #5 |  | Panduit | PatchLink | WMPS23 | PAND739 |  |  |  | Aug 26 2015 5:45PM
Noida | Site Staging Area -> old Nodia site -> Noida -> Panduit: DR84-19 Inch #1 | Panduit: DR84-19 Inch #1 | RU#32 | Panduit: CP24BL #13 |  | Panduit | Mini-Com | CP24BL | PAND393 |  |  |  | Aug 26 2015 5:45PM
Noida | Site Staging Area -> old Nodia site -> Noida -> Panduit: DR84-19 Inch #1 | Panduit: DR84-19 Inch #1 | RU#32 | Kvmindia-1 |  | Raritan Computer | Dominion KX II | DKX2-464 | RCI170 | HKF7900096 |  | 10.40.4.160 | Aug 26 2015 5:39PM
Noida | Site Staging Area -> old Nodia site -> Noida -> Panduit: DR84-19 Inch #1 | Panduit: DR84-19 Inch #1 | RU#32 | noidaT2wlc-01 |  | Cisco Systems | Cisco 4400 | AIR-WLC4404-100-K9 | CICO111 | FOC1150F0B9 |  | 10.40.4.182 | Aug 26 2015 5:34PM
Noida | Site Staging Area -> old Nodia site -> Noida -> Panduit: DR84-19 Inch #1 | Panduit: DR84-19 Inch #1 | RU#32 | Panduit: WMPS23 #4 |  | Panduit | PatchLink | WMPS23 | PAND739 |  |  |  | Aug 26 2015 5:35PM
Noida | Site Staging Area -> old Nodia site -> Noida -> Panduit: DR84-19 Inch #1 | Panduit: DR84-19 Inch #1 | RU#32 | Panduit: WMPS23 #6 |  | Panduit | PatchLink | WMPS23 | PAND739 |  |  |  | Aug 26 2015 6:01PM
Noida | Site Staging Area -> old Nodia site -> Noida -> Panduit: DR84-19 Inch #1 | Panduit: DR84-19 Inch #1 | RU#32 | noiinetfw1 |  | Juniper Networks | SSG Series | SSG-550-001 | JUNP444 | 99112004000258 |  | 10.40.1.4 | Aug 26 2015 6:05PM
Noida | Site Staging Area -> old Nodia site -> Noida -> Panduit: DR84-19 Inch #1 | Panduit: DR84-19 Inch #1 | RU#31 | Panduit: CP24BL #7 |  | Panduit | Mini-Com | CP24BL | PAND393 |  |  |  | Aug 26 2015 6:01PM
Noida | Site Staging Area -> old Nodia site -> Noida -> Panduit: DR84-19 Inch #1 | Panduit: DR84-19 Inch #1 | RU#31 | Panduit: CP24BL #6 |  | Panduit | Mini-Com | CP24BL | PAND393 |  |  |  | Aug 26 2015 5:39PM
Noida | Site Staging Area -> old Nodia site -> Noida -> Panduit: DR84-19 Inch #1 | Panduit: DR84-19 Inch #1 | RU#31 | Panduit: WMPS23 #3 |  | Panduit | PatchLink | WMPS23 | PAND739 |  |  |  | Aug 26 2015 5:45PM
Noida | Site Staging Area -> old Nodia site -> Noida -> Panduit: DR84-19 Inch #1 | Panduit: DR84-19 Inch #1 | RU#30 | Panduit: CP24BL #16 |  | Panduit | Mini-Com | CP24BL | PAND393 |  |  |  | Aug 26 2015 5:45PM
Noida | Site Staging Area -> old Nodia site -> Noida -> Panduit: DR84-19 Inch #1 | Panduit: DR84-19 Inch #1 | RU#30 | Panduit: WMPS23 #10 |  | Panduit | PatchLink | WMPS23 | PAND739 |  |  |  | Aug 26 2015 5:39PM
Noida | Site Staging Area -> old Nodia site -> Noida -> Panduit: DR84-19 Inch #1 | Panduit: DR84-19 Inch #1 | RU#30 | Anue Systems: 5236 #1 |  | Anue Systems | 5200 Series | 5236 | ANUE002 |  |  |  | Aug 26 2015 5:34PM
Noida | Site Staging Area -> old Nodia site -> Noida -> Panduit: DR84-19 Inch #1 | Panduit: DR84-19 Inch #1 | RU#30 | Panduit: WMPS23 #7 |  | Panduit | PatchLink | WMPS23 | PAND739 |  |  |  | Aug 26 2015 6:01PM
Noida | Site Staging Area -> old Nodia site -> Noida -> Panduit: DR84-19 Inch #1 | Panduit: DR84-19 Inch #1 | RU#29 | Panduit: CP24BL #8 |  | Panduit | Mini-Com | CP24BL | PAND393 |  |  |  | Aug 26 2015 6:01PM
Noida | Site Staging Area -> old Nodia site -> Noida -> Panduit: DR84-19 Inch #1 | Panduit: DR84-19 Inch #1 | RU#29 | noida-wan |  | Cisco Systems | Cisco 7200 | CISCO7206VXR | CSCO212 | FOX1352GZVG |  | 10.254.160.8 | Aug 26 2015 6:05PM
Noida | Site Staging Area -> old Nodia site -> Noida -> Panduit: DR84-19 Inch #1 | Panduit: DR84-19 Inch #1 | RU#29 | Panduit: WMPS23 #5 |  | Panduit | PatchLink | WMPS23 | PAND739 |  |  |  | Aug 26 2015 5:35PM
Noida | Site Staging Area -> old Nodia site -> Noida -> Panduit: DR84-19 Inch #1 | Panduit: DR84-19 Inch #1 | RU#29 | Panduit: CP24BL #13 |  | Panduit | Mini-Com | CP24BL | PAND393 |  |  |  | Aug 26 2015 5:39PM
Noida | Site Staging Area -> old Nodia site -> Noida -> Panduit: DR84-19 Inch #1 | Panduit: DR84-19 Inch #1 | RU#29 | Panduit: WMPS23 #12 |  | Panduit | PatchLink | WMPS23 | PAND739 |  |  |  | Aug 26 2015 5:45PM
Noida | Site Staging Area -> old Nodia site -> Noida -> Panduit: DR84-19 Inch #1 | Panduit: DR84-19 Inch #1 | RU#28 | Panduit: CP24BL #12 |  | Panduit | Mini-Com | CP24BL | PAND393 |  |  |  | Aug 26 2015 5:45PM
Noida | Site Staging Area -> old Nodia site -> Noida -> Panduit: DR84-19 Inch #1 | Panduit: DR84-19 Inch #1 | RU#28 | Panduit: WMPS23 #9 |  | Panduit | PatchLink | WMPS23 | PAND739 |  |  |  | Aug 26 2015 5:39PM
Noida | Site Staging Area -> old Nodia site -> Noida -> Panduit: DR84-19 Inch #1 | Panduit: DR84-19 Inch #1 | RU#28 | Noida-asa-1 |  | Cisco Systems | ASA 5500 | ASA 5550 | CICO641 | COMM710ARC |  | Unknown | Aug 26 2015 5:34PM
Noida | Site Staging Area -> old Nodia site -> Noida -> Panduit: DR84-19 Inch #1 | Panduit: DR84-19 Inch #1 | RU#28 | Panduit: WMPS23 #8 |  | Panduit | PatchLink | WMPS23 | PAND739 |  |  |  | Aug 26 2015 6:01PM
Noida | Site Staging Area -> old Nodia site -> Noida -> Panduit: DR84-19 Inch #1 | Panduit: DR84-19 Inch #1 | RU#27 | Panduit: CP24BL #9 |  | Panduit | Mini-Com | CP24BL | PAND393 |  |  |  | Aug 26 2015 6:01PM
Noida | Site Staging Area -> old Nodia site -> Noida -> Panduit: DR84-19 Inch #1 | Panduit: DR84-19 Inch #1 | RU#27 | indiasw-ext |  | Cisco Systems | Catalyst 3750 | WS-C3750-24PS-E | CISO352 | FDO143007PN |  | Unknown | Aug 26 2015 6:05PM
Noida | Site Staging Area -> old Nodia site -> Noida -> Panduit: DR84-19 Inch #1 | Panduit: DR84-19 Inch #1 | RU#27 | Websense: V10000 G2 #3 |  | Websense | Web Security | Websense V10000 G2 | WEBS001 |  |  |  | Aug 26 2015 5:34PM
Noida | Site Staging Area -> old Nodia site -> Noida -> Panduit: DR84-19 Inch #1 | Panduit: DR84-19 Inch #1 | RU#27 | NOIDASFSA |  | Cisco Systems | Catalyst 6500 | WS-C6509 | CSCA203 | SAL08239FS2 |  | 10.40.254.2 | Aug 26 2015 5:33PM
Noida | Site Staging Area -> old Nodia site -> Noida -> Panduit: DR84-19 Inch #1 | Panduit: DR84-19 Inch #1 | RU#27 | Panduit: CP24BL #12 |  | Panduit | Mini-Com | CP24BL | PAND393 |  |  |  | Aug 26 2015 5:39PM
Noida | Site Staging Area -> old Nodia site -> Noida -> Panduit: DR84-19 Inch #1 | Panduit: DR84-19 Inch #1 | RU#27 | Panduit: WMPS23 #11 |  | Panduit | PatchLink | WMPS23 | PAND739 |  |  |  | Aug 26 2015 5:44PM
Noida | Site Staging Area -> old Nodia site -> Noida -> Panduit: DR84-19 Inch #1 | Panduit: DR84-19 Inch #1 | RU#26 | Panduit: WMPS23 #5 |  | Panduit | PatchLink | WMPS23 | PAND739 |  |  |  | Aug 26 2015 5:38PM
Noida | Site Staging Area -> old Nodia site -> Noida -> Panduit: DR84-19 Inch #1 | Panduit: DR84-19 Inch #1 | RU#26 | Panduit: WMPS23 #6 |  | Panduit | PatchLink | WMPS23 | PAND739 |  |  |  | Aug 26 2015 5:32PM
Noida | Site Staging Area -> old Nodia site -> Noida -> Panduit: DR84-19 Inch #1 | Panduit: DR84-19 Inch #1 | RU#26 | Websense: V10000 G2 #2 |  | Websense | Web Security | Websense V10000 G2 | WEBS001 |  |  |  | Aug 26 2015 5:34PM
Noida | Site Staging Area -> old Nodia site -> Noida -> Panduit: DR84-19 Inch #1 | Panduit: DR84-19 Inch #1 | RU#26 | Panduit: WMPS23 #6 |  | Panduit | PatchLink | WMPS23 | PAND739 |  |  |  | Aug 26 2015 5:35PM
Noida | Site Staging Area -> old Nodia site -> Noida -> Panduit: DR84-19 Inch #1 | Panduit: DR84-19 Inch #1 | RU#26 | Panduit: WMPS23 #9 |  | Panduit | PatchLink | WMPS23 | PAND739 |  |  |  | Aug 26 2015 6:00PM
Noida | Site Staging Area -> old Nodia site -> Noida -> Panduit: DR84-19 Inch #1 | Panduit: DR84-19 Inch #1 | RU#25 | Panduit: CP24BL #10 |  | Panduit | Mini-Com | CP24BL | PAND393 |  |  |  | Aug 26 2015 6:00PM
Noida | Site Staging Area -> old Nodia site -> Noida -> Panduit: DR84-19 Inch #1 | Panduit: DR84-19 Inch #1 | RU#25 | Cisco: Catalyst 3750X-48P #3 |  | Cisco Systems | Catalyst 3750-X | WS-C3750X-48P-L | CISO883 |  |  |  | Aug 26 2015 6:04PM
Noida | Site Staging Area -> old Nodia site -> Noida -> Panduit: DR84-19 Inch #1 | Panduit: DR84-19 Inch #1 | RU#25 | Websense: V10000 G2 #1 |  | Websense | Web Security | Websense V10000 G2 | WEBS001 |  |  |  | Aug 26 2015 5:33PM
Noida | Site Staging Area -> old Nodia site -> Noida -> Panduit: DR84-19 Inch #1 | Panduit: DR84-19 Inch #1 | RU#25 | Panduit: WMPS23 #5 |  | Panduit | PatchLink | WMPS23 | PAND739 |  |  |  | Aug 26 2015 5:32PM
Noida | Site Staging Area -> old Nodia site -> Noida -> Panduit: DR84-19 Inch #1 | Panduit: DR84-19 Inch #1 | RU#25 | Panduit: CP24BL #11 |  | Panduit | Mini-Com | CP24BL | PAND393 |  |  |  | Aug 26 2015 5:38PM
Noida | Site Staging Area -> old Nodia site -> Noida -> Panduit: DR84-19 Inch #1 | Panduit: DR84-19 Inch #1 | RU#25 | Panduit: CP24BL #11 |  | Panduit | Mini-Com | CP24BL | PAND393 |  |  |  | Aug 26 2015 5:44PM
Noida | Site Staging Area -> old Nodia site -> Noida -> Panduit: DR84-19 Inch #1 | Panduit: DR84-19 Inch #1 | RU#24 | Panduit: WMPS23 #6 |  | Panduit | PatchLink | WMPS23 | PAND739 |  |  |  | Aug 26 2015 5:44PM
Noida | Site Staging Area -> old Nodia site -> Noida -> Panduit: DR84-19 Inch #1 | Panduit: DR84-19 Inch #1 | RU#24 | NOIDACSA |  | Cisco Systems | Catalyst 6500 | WS-C6509 | CSCA203 | SMC1029009S |  | 10.40.254.10 | Aug 26 2015 5:48PM
Noida | Site Staging Area -> old Nodia site -> Noida -> Panduit: DR84-19 Inch #1 | Panduit: DR84-19 Inch #1 | RU#24 | Panduit: CP24BL #10 |  | Panduit | Mini-Com | CP24BL | PAND393 |  |  |  | Aug 26 2015 5:38PM
Noida | Site Staging Area -> old Nodia site -> Noida -> Panduit: DR84-19 Inch #1 | Panduit: DR84-19 Inch #1 | RU#24 | noida-ra |  | Cisco Systems | Cisco VPN 3000 | CVPN3005-K9 | CSCA464 | CAM08113223 |  | unknown | Aug 26 2015 6:04PM
Noida | Site Staging Area -> old Nodia site -> Noida -> Panduit: DR84-19 Inch #1 | Panduit: DR84-19 Inch #1 | RU#24 | Panduit: WMPS23 #10 |  | Panduit | PatchLink | WMPS23 | PAND739 |  |  |  | Aug 26 2015 6:00PM
Noida | Site Staging Area -> old Nodia site -> Noida -> Panduit: DR84-19 Inch #1 | Panduit: DR84-19 Inch #1 | RU#24 | Noida02-SWA |  | Cisco Systems | Catalyst 4500 | WS-C4506-E | CISO728 | FOX0620008S |  | 10.40.254.4 | Aug 26 2015 5:52PM
Noida | Site Staging Area -> old Nodia site -> Noida -> Panduit: DR84-19 Inch #1 | Panduit: DR84-19 Inch #1 | RU#23 | Panduit: CP24BL #11 |  | Panduit | Mini-Com | CP24BL | PAND393 |  |  |  | Aug 26 2015 6:00PM
Noida | Site Staging Area -> old Nodia site -> Noida -> Panduit: DR84-19 Inch #1 | Panduit: DR84-19 Inch #1 | RU#23 | Panduit: WMPS23 #6 |  | Panduit | PatchLink | WMPS23 | PAND739 |  |  |  | Aug 26 2015 5:38PM
Noida | Site Staging Area -> old Nodia site -> Noida -> Panduit: DR84-19 Inch #1 | Panduit: DR84-19 Inch #1 | RU#23 | Panduit: CP24BL #10 |  | Panduit | Mini-Com | CP24BL | PAND393 |  |  |  | Aug 26 2015 5:44PM
Noida | Site Staging Area -> old Nodia site -> Noida -> Panduit: DR84-19 Inch #1 | Panduit: DR84-19 Inch #1 | RU#23 | Panduit: WMPS23 #7 |  | Panduit | PatchLink | WMPS23 | PAND739 |  |  |  | Aug 26 2015 5:35PM
Noida | Site Staging Area -> old Nodia site -> Noida -> Panduit: DR84-19 Inch #1 | Panduit: DR84-19 Inch #1 | RU#22 | Panduit: WMPS23 #4 |  | Panduit | PatchLink | WMPS23 | PAND739 |  |  |  | Aug 26 2015 5:44PM
Noida | Site Staging Area -> old Nodia site -> Noida -> Panduit: DR84-19 Inch #1 | Panduit: DR84-19 Inch #1 | RU#22 | Panduit: WMPS23 #8 |  | Panduit | PatchLink | WMPS23 | PAND739 |  |  |  | Aug 26 2015 5:38PM
Noida | Site Staging Area -> old Nodia site -> Noida -> Panduit: DR84-19 Inch #1 | Panduit: DR84-19 Inch #1 | RU#22 | Panduit: WMPS23 #11 |  | Panduit | PatchLink | WMPS23 | PAND739 |  |  |  | Aug 26 2015 6:00PM
Noida | Site Staging Area -> old Nodia site -> Noida -> Panduit: DR84-19 Inch #1 | Panduit: DR84-19 Inch #1 | RU#22 | Panduit: CP24BL #13 |  | Panduit | Mini-Com | CP24BL | PAND393 |  |  |  | Aug 26 2015 5:51PM
Noida | Site Staging Area -> old Nodia site -> Noida -> Panduit: DR84-19 Inch #1 | Panduit: DR84-19 Inch #1 | RU#22 | 19 Inch 1U Shelf |  | Generic Equipment Set | Shelf | 19 Inch 1U Shelf | GENR944 |  |  |  | Aug 26 2015 5:46PM
Noida | Site Staging Area -> old Nodia site -> Noida -> Panduit: DR84-19 Inch #1 | Panduit: DR84-19 Inch #1 | RU#21 | Panduit: WMPS23 #13 |  | Panduit | PatchLink | WMPS23 | PAND739 |  |  |  | Aug 26 2015 5:51PM
Noida | Site Staging Area -> old Nodia site -> Noida -> Panduit: DR84-19 Inch #1 | Panduit: DR84-19 Inch #1 | RU#21 | Noida02-swb |  | Cisco Systems | Catalyst 4500 | WS-C4506-E | CISO728 | FOX11270KXQ |  | 10.40.254.5 | Aug 26 2015 5:56PM
Noida | Site Staging Area -> old Nodia site -> Noida -> Panduit: DR84-19 Inch #1 | Panduit: DR84-19 Inch #1 | RU#21 | Cisco: Catalyst 3750X-48P #2 |  | Cisco Systems | Catalyst 3750-X | WS-C3750X-48P-L | CISO883 |  |  |  | Aug 26 2015 6:04PM
Noida | Site Staging Area -> old Nodia site -> Noida -> Panduit: DR84-19 Inch #1 | Panduit: DR84-19 Inch #1 | RU#21 | Panduit: CP24BL #12 |  | Panduit | Mini-Com | CP24BL | PAND393 |  |  |  | Aug 26 2015 6:00PM
Noida | Site Staging Area -> old Nodia site -> Noida -> Panduit: DR84-19 Inch #1 | Panduit: DR84-19 Inch #1 | RU#21 | Conindia |  | Avocent | OutLook | 2160ES | AVOC012 | Unknown |  | 10.40.4.104 | Aug 26 2015 5:38PM
Noida | Site Staging Area -> old Nodia site -> Noida -> Panduit: DR84-19 Inch #1 | Panduit: DR84-19 Inch #1 | RU#21 | Panduit: CP24BL #9 |  | Panduit | Mini-Com | CP24BL | PAND393 |  |  |  | Aug 26 2015 5:44PM
Noida | Site Staging Area -> old Nodia site -> Noida -> Panduit: DR84-19 Inch #1 | Panduit: DR84-19 Inch #1 | RU#21 | F5 Networks: EM-4000 #2 |  | F5 Networks | Enterprise Manager | EM-4000 | F5LA064 |  |  |  | Aug 26 2015 5:48PM
Noida | Site Staging Area -> old Nodia site -> Noida -> Panduit: DR84-19 Inch #1 | Panduit: DR84-19 Inch #1 | RU#21 | No idagre-huba |  | Cisco Systems | Cisco 3800 | CISCO3845 | CISO580 | FHK0910F3HR |  | Unknown | Aug 26 2015 5:33PM
Noida | Site Staging Area -> old Nodia site -> Noida -> Panduit: DR84-19 Inch #1 | Panduit: DR84-19 Inch #1 | RU#20 | Panduit: WMPS23 #19 |  | Panduit | PatchLink | WMPS23 | PAND739 |  |  |  | Aug 26 2015 5:43PM
Noida | Site Staging Area -> old Nodia site -> Noida -> Panduit: DR84-19 Inch #1 | Panduit: DR84-19 Inch #1 | RU#20 | Panduit: WMPS23 #15 |  | Panduit | PatchLink | WMPS23 | PAND739 |  |  |  | Aug 26 2015 5:38PM
Noida | Site Staging Area -> old Nodia site -> Noida -> Panduit: DR84-19 Inch #1 | Panduit: DR84-19 Inch #1 | RU#20 | Panduit: WMPS23 #12 |  | Panduit | PatchLink | WMPS23 | PAND739 |  |  |  | Aug 26 2015 5:59PM
Noida | Site Staging Area -> old Nodia site -> Noida -> Panduit: DR84-19 Inch #1 | Panduit: DR84-19 Inch #1 | RU#20 | Panduit: CP24BL #12 |  | Panduit | Mini-Com | CP24BL | PAND393 |  |  |  | Aug 26 2015 5:51PM
Noida | Site Staging Area -> old Nodia site -> Noida -> Panduit: DR84-19 Inch #1 | Panduit: DR84-19 Inch #1 | RU#19 | Panduit: WMPS23 #12 |  | Panduit | PatchLink | WMPS23 | PAND739 |  |  |  | Aug 26 2015 5:51PM
Noida | Site Staging Area -> old Nodia site -> Noida -> Panduit: DR84-19 Inch #1 | Panduit: DR84-19 Inch #1 | RU#19 | Panduit: CP24BL #15 |  | Panduit | Mini-Com | CP24BL | PAND393 |  |  |  | Aug 26 2015 5:56PM
Noida | Site Staging Area -> old Nodia site -> Noida -> Panduit: DR84-19 Inch #1 | Panduit: DR84-19 Inch #1 | RU#19 | Panduit: CP24BL #13 |  | Panduit | Mini-Com | CP24BL | PAND393 |  |  |  | Aug 26 2015 5:59PM
Noida | Site Staging Area -> old Nodia site -> Noida -> Panduit: DR84-19 Inch #1 | Panduit: DR84-19 Inch #1 | RU#19 | noidainet-rtr1-1 |  | Cisco Systems | Catalyst 2800 | WS-C2800 | CSCO333 | FHK11O7FOR3 |  | unknown | Aug 26 2015 6:04PM
Noida | Site Staging Area -> old Nodia site -> Noida -> Panduit: DR84-19 Inch #1 | Panduit: DR84-19 Inch #1 | RU#19 | Panduit: CP24BL #9 |  | Panduit | Mini-Com | CP24BL | PAND393 |  |  |  | Aug 26 2015 5:38PM
Noida | Site Staging Area -> old Nodia site -> Noida -> Panduit: DR84-19 Inch #1 | Panduit: DR84-19 Inch #1 | RU#19 | Panduit: CP24BL #5 |  | Panduit | Mini-Com | CP24BL | PAND393 |  |  |  | Aug 26 2015 5:43PM
Noida | Site Staging Area -> old Nodia site -> Noida -> Panduit: DR84-19 Inch #1 | Panduit: DR84-19 Inch #1 | RU#18 | Panduit: WMPS23 #20 |  | Panduit | PatchLink | WMPS23 | PAND739 |  |  |  | Aug 26 2015 5:43PM
Noida | Site Staging Area -> old Nodia site -> Noida -> Panduit: DR84-19 Inch #1 | Panduit: DR84-19 Inch #1 | RU#18 | Panduit: WMPS23 #14 |  | Panduit | PatchLink | WMPS23 | PAND739 |  |  |  | Aug 26 2015 5:37PM
Noida | Site Staging Area -> old Nodia site -> Noida -> Panduit: DR84-19 Inch #1 | Panduit: DR84-19 Inch #1 | RU#18 | Panduit: WMPS23 #13 |  | Panduit | PatchLink | WMPS23 | PAND739 |  |  |  | Aug 26 2015 5:59PM
Noida | Site Staging Area -> old Nodia site -> Noida -> Panduit: DR84-19 Inch #1 | Panduit: DR84-19 Inch #1 | RU#18 | Panduit: WMPS23 #11 |  | Panduit | PatchLink | WMPS23 | PAND739 |  |  |  | Aug 26 2015 5:56PM
Noida | Site Staging Area -> old Nodia site -> Noida -> Panduit: DR84-19 Inch #1 | Panduit: DR84-19 Inch #1 | RU#18 | Panduit: CP24BL #5 |  | Panduit | Mini-Com | CP24BL | PAND393 |  |  |  | Aug 26 2015 5:51PM
Noida | Site Staging Area -> old Nodia site -> Noida -> Panduit: DR84-19 Inch #1 | Panduit: DR84-19 Inch #1 | RU#17 | Panduit: WMPS23 #5 |  | Panduit | PatchLink | WMPS23 | PAND739 |  |  |  | Aug 26 2015 5:50PM
Noida | Site Staging Area -> old Nodia site -> Noida -> Panduit: DR84-19 Inch #1 | Panduit: DR84-19 Inch #1 | RU#17 | Panduit: CP24BL #14 |  | Panduit | Mini-Com | CP24BL | PAND393 |  |  |  | Aug 26 2015 5:56PM
Noida | Site Staging Area -> old Nodia site -> Noida -> Panduit: DR84-19 Inch #1 | Panduit: DR84-19 Inch #1 | RU#17 | Panduit: CP24BL #14 |  | Panduit | Mini-Com | CP24BL | PAND393 |  |  |  | Aug 26 2015 5:59PM
Noida | Site Staging Area -> old Nodia site -> Noida -> Panduit: DR84-19 Inch #1 | Panduit: DR84-19 Inch #1 | RU#17 | Panduit: CP24BL #8 |  | Panduit | Mini-Com | CP24BL | PAND393 |  |  |  | Aug 26 2015 5:35PM
Noida | Site Staging Area -> old Nodia site -> Noida -> Panduit: DR84-19 Inch #1 | Panduit: DR84-19 Inch #1 | RU#17 | Panduit: CP24BL #8 |  | Panduit | Mini-Com | CP24BL | PAND393 |  |  |  | Aug 26 2015 5:37PM
Noida | Site Staging Area -> old Nodia site -> Noida -> Panduit: DR84-19 Inch #1 | Panduit: DR84-19 Inch #1 | RU#17 | Panduit: CP24BL #8 |  | Panduit | Mini-Com | CP24BL | PAND393 |  |  |  | Aug 26 2015 5:43PM
Noida | Site Staging Area -> old Nodia site -> Noida -> Panduit: DR84-19 Inch #1 | Panduit: DR84-19 Inch #1 | RU#16 | Panduit: WMPS23 #18 |  | Panduit | PatchLink | WMPS23 | PAND739 |  |  |  | Aug 26 2015 5:42PM
Noida | Site Staging Area -> old Nodia site -> Noida -> Panduit: DR84-19 Inch #1 | Panduit: DR84-19 Inch #1 | RU#16 | Panduit: WMPS23 #7 |  | Panduit | PatchLink | WMPS23 | PAND739 |  |  |  | Aug 26 2015 5:37PM
Noida | Site Staging Area -> old Nodia site -> Noida -> Panduit: DR84-19 Inch #1 | Panduit: DR84-19 Inch #1 | RU#16 | Panduit: WMPS23 #8 |  | Panduit | PatchLink | WMPS23 | PAND739 |  |  |  | Aug 26 2015 5:34PM
Noida | Site Staging Area -> old Nodia site -> Noida -> Panduit: DR84-19 Inch #1 | Panduit: DR84-19 Inch #1 | RU#16 | noidagre-ha |  | Cisco Systems | Cisco 7200 | CISCO7206VXR | CSCO212 | CNP1K60CAD |  | Unknown | Aug 26 2015 5:33PM
Noida | Site Staging Area -> old Nodia site -> Noida -> Panduit: DR84-19 Inch #1 | Panduit: DR84-19 Inch #1 | RU#16 | Panduit: WMPS23 #5 |  | Panduit | PatchLink | WMPS23 | PAND739 |  |  |  | Aug 26 2015 5:55PM
Noida | Site Staging Area -> old Nodia site -> Noida -> Panduit: DR84-19 Inch #1 | Panduit: DR84-19 Inch #1 | RU#16 | Panduit: WMPS23 #14 |  | Panduit | PatchLink | WMPS23 | PAND739 |  |  |  | Aug 26 2015 5:59PM
Noida | Site Staging Area -> old Nodia site -> Noida -> Panduit: DR84-19 Inch #1 | Panduit: DR84-19 Inch #1 | RU#16 | Panduit: CP24BL #11 |  | Panduit | Mini-Com | CP24BL | PAND393 |  |  |  | Aug 26 2015 5:50PM
Noida | Site Staging Area -> old Nodia site -> Noida -> Panduit: DR84-19 Inch #1 | Panduit: DR84-19 Inch #1 | RU#15 | Panduit: WMPS23 #11 |  | Panduit | PatchLink | WMPS23 | PAND739 |  |  |  | Aug 26 2015 5:50PM
Noida | Site Staging Area -> old Nodia site -> Noida -> Panduit: DR84-19 Inch #1 | Panduit: DR84-19 Inch #1 | RU#15 | Panduit: CP24BL #13 |  | Panduit | Mini-Com | CP24BL | PAND393 |  |  |  | Aug 26 2015 5:55PM
Noida | Site Staging Area -> old Nodia site -> Noida -> Panduit: DR84-19 Inch #1 | Panduit: DR84-19 Inch #1 | RU#15 | NOIDA-SIP-ROUTER |  | Cisco Systems | Cisco 3800 | CISCO3845 | CISO580 |  |  |  | Aug 26 2015 6:04PM
Noida | Site Staging Area -> old Nodia site -> Noida -> Panduit: DR84-19 Inch #1 | Panduit: DR84-19 Inch #1 | RU#15 | Panduit: CP24BL #7 |  | Panduit | Mini-Com | CP24BL | PAND393 |  |  |  | Aug 26 2015 5:37PM
Noida | Site Staging Area -> old Nodia site -> Noida -> Panduit: DR84-19 Inch #1 | Panduit: DR84-19 Inch #1 | RU#15 | Panduit: CP24BL #7 |  | Panduit | Mini-Com | CP24BL | PAND393 |  |  |  | Aug 26 2015 5:42PM
Noida | Site Staging Area -> old Nodia site -> Noida -> Panduit: DR84-19 Inch #1 | Panduit: DR84-19 Inch #1 | RU#14 | Panduit: WMPS23 #17 |  | Panduit | PatchLink | WMPS23 | PAND739 |  |  |  | Aug 26 2015 5:42PM
Noida | Site Staging Area -> old Nodia site -> Noida -> Panduit: DR84-19 Inch #1 | Panduit: DR84-19 Inch #1 | RU#14 | Panduit: WMPS23 #11 |  | Panduit | PatchLink | WMPS23 | PAND739 |  |  |  | Aug 26 2015 5:37PM
Noida | Site Staging Area -> old Nodia site -> Noida -> Panduit: DR84-19 Inch #1 | Panduit: DR84-19 Inch #1 | RU#14 | Panduit: WMPS23 #1 |  | Panduit | PatchLink | WMPS23 | PAND739 |  |  |  | Aug 26 2015 5:55PM
Noida | Site Staging Area -> old Nodia site -> Noida -> Panduit: DR84-19 Inch #1 | Panduit: DR84-19 Inch #1 | RU#14 | Cisco: Catalyst 2960S-48LPS-L #1 |  | Cisco Systems | Catalyst 2960 | WS-C2960S-48LPS-L | CSCY002 |  |  |  | Aug 26 2015 5:59PM
Noida | Site Staging Area -> old Nodia site -> Noida -> Panduit: DR84-19 Inch #1 | Panduit: DR84-19 Inch #1 | RU#14 | Panduit: CP24BL #10 |  | Panduit | Mini-Com | CP24BL | PAND393 |  |  |  | Aug 26 2015 5:50PM
Noida | Site Staging Area -> old Nodia site -> Noida -> Panduit: DR84-19 Inch #1 | Panduit: DR84-19 Inch #1 | RU#13 | Panduit: WMPS23 #10 |  | Panduit | PatchLink | WMPS23 | PAND739 |  |  |  | Aug 26 2015 5:50PM
Noida | Site Staging Area -> old Nodia site -> Noida -> Panduit: DR84-19 Inch #1 | Panduit: DR84-19 Inch #1 | RU#13 | Raritan Computer: DKX2-432 #1 |  | Raritan Computer | Dominion KX II | DKX2-432 | RCI152 | unknown |  | 10.40.5.234 | Aug 26 2015 5:59PM
Noida | Site Staging Area -> old Nodia site -> Noida -> Panduit: DR84-19 Inch #1 | Panduit: DR84-19 Inch #1 | RU#13 | Panduit: CP24BL #12 |  | Panduit | Mini-Com | CP24BL | PAND393 |  |  |  | Aug 26 2015 5:55PM
Noida | Site Staging Area -> old Nodia site -> Noida -> Panduit: DR84-19 Inch #1 | Panduit: DR84-19 Inch #1 | RU#13 | Panduit: CP24BL #5 |  | Panduit | Mini-Com | CP24BL | PAND393 |  |  |  | Aug 26 2015 5:37PM
Noida | Site Staging Area -> old Nodia site -> Noida -> Panduit: DR84-19 Inch #1 | Panduit: DR84-19 Inch #1 | RU#13 | Panduit: CP24BL #6 |  | Panduit | Mini-Com | CP24BL | PAND393 |  |  |  | Aug 26 2015 5:42PM
Noida | Site Staging Area -> old Nodia site -> Noida -> Panduit: DR84-19 Inch #1 | Panduit: DR84-19 Inch #1 | RU#12 | Panduit: WMPS23 #16 |  | Panduit | PatchLink | WMPS23 | PAND739 |  |  |  | Aug 26 2015 5:42PM
Noida | Site Staging Area -> old Nodia site -> Noida -> Panduit: DR84-19 Inch #1 | Panduit: DR84-19 Inch #1 | RU#12 | Panduit: WMPS23 #13 |  | Panduit | PatchLink | WMPS23 | PAND739 |  |  |  | Aug 26 2015 5:36PM
Noida | Site Staging Area -> old Nodia site -> Noida -> Panduit: DR84-19 Inch #1 | Panduit: DR84-19 Inch #1 | RU#12 | noivg248 |  | Cisco Systems | VG200 Series Gateways | VG248 | CSCO649 | FOX083000BN |  | 10.40.84.50 | Aug 26 2015 5:33PM
Noida | Site Staging Area -> old Nodia site -> Noida -> Panduit: DR84-19 Inch #1 | Panduit: DR84-19 Inch #1 | RU#12 | NOIDAINET-RTR1-2 |  | Cisco Systems | Cisco 7200 | Cisco 7204 | CSCO215 | 36575398 |  | unknown | Aug 26 2015 6:04PM
Noida | Site Staging Area -> old Nodia site -> Noida -> Panduit: DR84-19 Inch #1 | Panduit: DR84-19 Inch #1 | RU#12 | Cisco: Catalyst 3750X-48P #1 |  | Cisco Systems | Catalyst 3750-X | WS-C3750X-48P-L | CISO883 |  |  |  | Aug 26 2015 6:04PM
Noida | Site Staging Area -> old Nodia site -> Noida -> Panduit: DR84-19 Inch #1 | Panduit: DR84-19 Inch #1 | RU#12 | Panduit: WMPS23 #3 |  | Panduit | PatchLink | WMPS23 | PAND739 |  |  |  | Aug 26 2015 5:55PM
Noida | Site Staging Area -> old Nodia site -> Noida -> Panduit: DR84-19 Inch #1 | Panduit: DR84-19 Inch #1 | RU#12 | Panduit: WMPS23 #15 |  | Panduit | PatchLink | WMPS23 | PAND739 |  |  |  | Aug 26 2015 5:58PM
Noida | Site Staging Area -> old Nodia site -> Noida -> Panduit: DR84-19 Inch #1 | Panduit: DR84-19 Inch #1 | RU#12 | Panduit: CP24BL #9 |  | Panduit | Mini-Com | CP24BL | PAND393 |  |  |  | Aug 26 2015 5:50PM
Noida | Site Staging Area -> old Nodia site -> Noida -> Panduit: DR84-19 Inch #1 | Panduit: DR84-19 Inch #1 | RU#11 | Panduit: WMPS23 #9 |  | Panduit | PatchLink | WMPS23 | PAND739 |  |  |  | Aug 26 2015 5:49PM
Noida | Site Staging Area -> old Nodia site -> Noida -> Panduit: DR84-19 Inch #1 | Panduit: DR84-19 Inch #1 | RU#11 | Panduit: CP24BL #11 |  | Panduit | Mini-Com | CP24BL | PAND393 |  |  |  | Aug 26 2015 5:54PM
Noida | Site Staging Area -> old Nodia site -> Noida -> Panduit: DR84-19 Inch #1 | Panduit: DR84-19 Inch #1 | RU#11 | Panduit: CP24BL #14 |  | Panduit | Mini-Com | CP24BL | PAND393 |  |  |  | Aug 26 2015 5:36PM
Noida | Site Staging Area -> old Nodia site -> Noida -> Panduit: DR84-19 Inch #1 | Panduit: DR84-19 Inch #1 | RU#11 | Panduit: CP24BL #4 |  | Panduit | Mini-Com | CP24BL | PAND393 |  |  |  | Aug 26 2015 5:42PM
Noida | Site Staging Area -> old Nodia site -> Noida -> Panduit: DR84-19 Inch #1 | Panduit: DR84-19 Inch #1 | RU#10 | Panduit: WMPS23 #15 |  | Panduit | PatchLink | WMPS23 | PAND739 |  |  |  | Aug 26 2015 5:42PM
Noida | Site Staging Area -> old Nodia site -> Noida -> Panduit: DR84-19 Inch #1 | Panduit: DR84-19 Inch #1 | RU#10 | Panduit: WMPS23 #12 |  | Panduit | PatchLink | WMPS23 | PAND739 |  |  |  | Aug 26 2015 5:36PM
Noida | Site Staging Area -> old Nodia site -> Noida -> Panduit: DR84-19 Inch #1 | Panduit: DR84-19 Inch #1 | RU#10 | NOIDASFSB |  | Cisco Systems | Catalyst 6500 | WS-C6509 | CSCA203 | SMG1342N011 |  | 10.40.254.3 | Aug 26 2015 5:32PM
Noida | Site Staging Area -> old Nodia site -> Noida -> Panduit: DR84-19 Inch #1 | Panduit: DR84-19 Inch #1 | RU#10 | Panduit: WMPS23 #4 |  | Panduit | PatchLink | WMPS23 | PAND739 |  |  |  | Aug 26 2015 5:54PM
Noida | Site Staging Area -> old Nodia site -> Noida -> Panduit: DR84-19 Inch #1 | Panduit: DR84-19 Inch #1 | RU#10 | Panduit: CP24BL #8 |  | Panduit | Mini-Com | CP24BL | PAND393 |  |  |  | Aug 26 2015 5:49PM
Noida | Site Staging Area -> old Nodia site -> Noida -> Panduit: DR84-19 Inch #1 | Panduit: DR84-19 Inch #1 | RU#09 | Panduit: WMPS23 #8 |  | Panduit | PatchLink | WMPS23 | PAND739 |  |  |  | Aug 26 2015 5:49PM
Noida | Site Staging Area -> old Nodia site -> Noida -> Panduit: DR84-19 Inch #1 | Panduit: DR84-19 Inch #1 | RU#09 | Panduit: CP24BL #10 |  | Panduit | Mini-Com | CP24BL | PAND393 |  |  |  | Aug 26 2015 5:54PM
Noida | Site Staging Area -> old Nodia site -> Noida -> Panduit: DR84-19 Inch #1 | Panduit: DR84-19 Inch #1 | RU#09 | Panduit: WMPS23 #4 |  | Panduit | PatchLink | WMPS23 | PAND739 |  |  |  | Aug 26 2015 5:31PM
Noida | Site Staging Area -> old Nodia site -> Noida -> Panduit: DR84-19 Inch #1 | Panduit: DR84-19 Inch #1 | RU#09 | Panduit: CP24BL #16 |  | Panduit | Mini-Com | CP24BL | PAND393 |  |  |  | Aug 26 2015 5:36PM
Noida | Site Staging Area -> old Nodia site -> Noida -> Panduit: DR84-19 Inch #1 | Panduit: DR84-19 Inch #1 | RU#09 | Panduit: CP24BL #3 |  | Panduit | Mini-Com | CP24BL | PAND393 |  |  |  | Aug 26 2015 5:41PM
Noida | Site Staging Area -> old Nodia site -> Noida -> Panduit: DR84-19 Inch #1 | Panduit: DR84-19 Inch #1 | RU#08 | Panduit: WMPS23 #14 |  | Panduit | PatchLink | WMPS23 | PAND739 |  |  |  | Aug 26 2015 5:41PM
Noida | Site Staging Area -> old Nodia site -> Noida -> Panduit: DR84-19 Inch #1 | Panduit: DR84-19 Inch #1 | RU#08 | Panduit: WMPS23 #17 |  | Panduit | PatchLink | WMPS23 | PAND739 |  |  |  | Aug 26 2015 5:36PM
Noida | Site Staging Area -> old Nodia site -> Noida -> Panduit: DR84-19 Inch #1 | Panduit: DR84-19 Inch #1 | RU#08 | Panduit: WMPS23 #3 |  | Panduit | PatchLink | WMPS23 | PAND739 |  |  |  | Aug 26 2015 5:31PM
Noida | Site Staging Area -> old Nodia site -> Noida -> Panduit: DR84-19 Inch #1 | Panduit: DR84-19 Inch #1 | RU#08 | noidavgw2 |  | Cisco Systems | Cisco 3700 | CISCO3745 | CSCO339 | JPE0825102L |  | 10.40.0.251 | Aug 26 2015 6:04PM
Noida | Site Staging Area -> old Nodia site -> Noida -> Panduit: DR84-19 Inch #1 | Panduit: DR84-19 Inch #1 | RU#08 | Panduit: WMPS23 #4 |  | Panduit | PatchLink | WMPS23 | PAND739 |  |  |  | Aug 26 2015 6:04PM
Noida | Site Staging Area -> old Nodia site -> Noida -> Panduit: DR84-19 Inch #1 | Panduit: DR84-19 Inch #1 | RU#08 | Panduit: WMPS23 #2 |  | Panduit | PatchLink | WMPS23 | PAND739 |  |  |  | Aug 26 2015 5:54PM
Noida | Site Staging Area -> old Nodia site -> Noida -> Panduit: DR84-19 Inch #1 | Panduit: DR84-19 Inch #1 | RU#08 | Panduit: CP24BL #7 |  | Panduit | Mini-Com | CP24BL | PAND393 |  |  |  | Aug 26 2015 5:49PM
Noida | Site Staging Area -> old Nodia site -> Noida -> Panduit: DR84-19 Inch #1 | Panduit: DR84-19 Inch #1 | RU#07 | Panduit: WMPS23 #7 |  | Panduit | PatchLink | WMPS23 | PAND739 |  |  |  | Aug 26 2015 5:49PM
Noida | Site Staging Area -> old Nodia site -> Noida -> Panduit: DR84-19 Inch #1 | Panduit: DR84-19 Inch #1 | RU#07 | Panduit: CP24BL #9 |  | Panduit | Mini-Com | CP24BL | PAND393 |  |  |  | Aug 26 2015 5:54PM
Noida | Site Staging Area -> old Nodia site -> Noida -> Panduit: DR84-19 Inch #1 | Panduit: DR84-19 Inch #1 | RU#07 | Panduit: CP24BL #3 |  | Panduit | Mini-Com | CP24BL | PAND393 |  |  |  | Aug 26 2015 5:31PM
Noida | Site Staging Area -> old Nodia site -> Noida -> Panduit: DR84-19 Inch #1 | Panduit: DR84-19 Inch #1 | RU#07 | Noicoe |  | Cisco Systems | Cisco 3700 | CISCO3745 | CSCO339 | JMX0829L1FZ |  | unknown | Aug 26 2015 5:33PM
Noida | Site Staging Area -> old Nodia site -> Noida -> Panduit: DR84-19 Inch #1 | Panduit: DR84-19 Inch #1 | RU#07 | Panduit: CP24BL #15 |  | Panduit | Mini-Com | CP24BL | PAND393 |  |  |  | Aug 26 2015 5:36PM
Noida | Site Staging Area -> old Nodia site -> Noida -> Panduit: DR84-19 Inch #1 | Panduit: DR84-19 Inch #1 | RU#07 | Panduit: CP24BL #1 |  | Panduit | Mini-Com | CP24BL | PAND393 |  |  |  | Aug 26 2015 5:41PM
Noida | Site Staging Area -> old Nodia site -> Noida -> Panduit: DR84-19 Inch #1 | Panduit: DR84-19 Inch #1 | RU#06 | Panduit: WMPS23 #13 |  | Panduit | PatchLink | WMPS23 | PAND739 |  |  |  | Aug 26 2015 5:41PM
Noida | Site Staging Area -> old Nodia site -> Noida -> Panduit: DR84-19 Inch #1 | Panduit: DR84-19 Inch #1 | RU#06 | NOIDACSB |  | Cisco Systems | Catalyst 6500 | WS-C6509 | CSCA203 | SMC1029009W |  | 10.40.254.11 | Aug 26 2015 5:47PM
Noida | Site Staging Area -> old Nodia site -> Noida -> Panduit: DR84-19 Inch #1 | Panduit: DR84-19 Inch #1 | RU#06 | Panduit: WMPS23 #18 |  | Panduit | PatchLink | WMPS23 | PAND739 |  |  |  | Aug 26 2015 5:35PM
Noida | Site Staging Area -> old Nodia site -> Noida -> Panduit: DR84-19 Inch #1 | Panduit: DR84-19 Inch #1 | RU#06 | Panduit: CP24BL #1 |  | Panduit | Mini-Com | CP24BL | PAND393 |  |  |  | Aug 26 2015 5:34PM
Noida | Site Staging Area -> old Nodia site -> Noida -> Panduit: DR84-19 Inch #1 | Panduit: DR84-19 Inch #1 | RU#06 | Panduit: CP24BL #4 |  | Panduit | Mini-Com | CP24BL | PAND393 |  |  |  | Aug 26 2015 5:31PM
Noida | Site Staging Area -> old Nodia site -> Noida -> Panduit: DR84-19 Inch #1 | Panduit: DR84-19 Inch #1 | RU#06 | Panduit: WMPS23 #12 |  | Panduit | PatchLink | WMPS23 | PAND739 |  |  |  | Aug 26 2015 5:54PM
Noida | Site Staging Area -> old Nodia site -> Noida -> Panduit: DR84-19 Inch #1 | Panduit: DR84-19 Inch #1 | RU#06 | Panduit: CP24BL #6 |  | Panduit | Mini-Com | CP24BL | PAND393 |  |  |  | Aug 26 2015 5:49PM
Noida | Site Staging Area -> old Nodia site -> Noida -> Panduit: DR84-19 Inch #1 | Panduit: DR84-19 Inch #1 | RU#05 | Panduit: WMPS23 #6 |  | Panduit | PatchLink | WMPS23 | PAND739 |  |  |  | Aug 26 2015 5:49PM
Noida | Site Staging Area -> old Nodia site -> Noida -> Panduit: DR84-19 Inch #1 | Panduit: DR84-19 Inch #1 | RU#05 | Panduit: CP24BL #8 |  | Panduit | Mini-Com | CP24BL | PAND393 |  |  |  | Aug 26 2015 5:53PM
Noida | Site Staging Area -> old Nodia site -> Noida -> Panduit: DR84-19 Inch #1 | Panduit: DR84-19 Inch #1 | RU#05 | Panduit: WMPS23 #3 |  | Panduit | PatchLink | WMPS23 | PAND739 |  |  |  | Aug 26 2015 6:04PM
Noida | Site Staging Area -> old Nodia site -> Noida -> Panduit: DR84-19 Inch #1 | Panduit: DR84-19 Inch #1 | RU#05 | Panduit: CP24BL #2 |  | Panduit | Mini-Com | CP24BL | PAND393 |  |  |  | Aug 26 2015 5:31PM
Noida | Site Staging Area -> old Nodia site -> Noida -> Panduit: DR84-19 Inch #1 | Panduit: DR84-19 Inch #1 | RU#05 | Panduit: WMPS23 #9 |  | Panduit | PatchLink | WMPS23 | PAND739 |  |  |  | Aug 26 2015 5:34PM
Noida | Site Staging Area -> old Nodia site -> Noida -> Panduit: DR84-19 Inch #1 | Panduit: DR84-19 Inch #1 | RU#05 | Panduit: CP24BL #17 |  | Panduit | Mini-Com | CP24BL | PAND393 |  |  |  | Aug 26 2015 5:35PM
Noida | Site Staging Area -> old Nodia site -> Noida -> Panduit: DR84-19 Inch #1 | Panduit: DR84-19 Inch #1 | RU#04 | Panduit: WMPS23 #16 |  | Panduit | PatchLink | WMPS23 | PAND739 |  |  |  | Aug 26 2015 5:35PM
Noida | Site Staging Area -> old Nodia site -> Noida -> Panduit: DR84-19 Inch #1 | Panduit: DR84-19 Inch #1 | RU#04 | Panduit: CP24BL #1 |  | Panduit | Mini-Com | CP24BL | PAND393 |  |  |  | Aug 26 2015 5:31PM
Noida | Site Staging Area -> old Nodia site -> Noida -> Panduit: DR84-19 Inch #1 | Panduit: DR84-19 Inch #1 | RU#04 | NOIDAVGW0 |  | Cisco Systems | Cisco 3900 | Cisco3945/K9 | CISY860 |  |  |  | Aug 26 2015 5:33PM
Noida | Site Staging Area -> old Nodia site -> Noida -> Panduit: DR84-19 Inch #1 | Panduit: DR84-19 Inch #1 | RU#04 | Panduit: WMPS23 #2 |  | Panduit | PatchLink | WMPS23 | PAND739 |  |  |  | Aug 26 2015 6:04PM
Noida | Site Staging Area -> old Nodia site -> Noida -> Panduit: DR84-19 Inch #1 | Panduit: DR84-19 Inch #1 | RU#04 | Panduit: WMPS23 #14 |  | Panduit | PatchLink | WMPS23 | PAND739 |  |  |  | Aug 26 2015 5:53PM
Noida | Site Staging Area -> old Nodia site -> Noida -> Panduit: DR84-19 Inch #1 | Panduit: DR84-19 Inch #1 | RU#03 | Panduit: WMPS23 #1 |  | Panduit | PatchLink | WMPS23 | PAND739 |  |  |  | Aug 26 2015 6:04PM
Noida | Site Staging Area -> old Nodia site -> Noida -> Panduit: DR84-19 Inch #1 | Panduit: DR84-19 Inch #1 | RU#03 | Panduit: WMPS23 #2 |  | Panduit | PatchLink | WMPS23 | PAND739 |  |  |  | Aug 26 2015 5:30PM
Noida | Site Staging Area -> old Nodia site -> Noida -> Panduit: DR84-19 Inch #1 | Panduit: DR84-19 Inch #1 | RU#03 | Panduit: CP24BL #3 |  | Panduit | Mini-Com | CP24BL | PAND393 |  |  |  | Aug 26 2015 5:47PM
Noida | Site Staging Area -> old Nodia site -> Noida -> Panduit: DR84-19 Inch #1 | Panduit: DR84-19 Inch #1 | RU#02 | Panduit: WMPS23 #2 |  | Panduit | PatchLink | WMPS23 | PAND739 |  |  |  | Aug 26 2015 5:47PM
Noida | Site Staging Area -> old Nodia site -> Noida -> Panduit: DR84-19 Inch #1 | Panduit: DR84-19 Inch #1 | RU#02 | Panduit: WMPS23 #1 |  | Panduit | PatchLink | WMPS23 | PAND739 |  |  |  | Aug 26 2015 5:30PM
Noida | Site Staging Area -> old Nodia site -> Noida -> Panduit: DR84-19 Inch #1 | Panduit: DR84-19 Inch #1 | RU#02 | Noida02-swc |  | Cisco Systems | Catalyst 4500 | WS-C4506-E | CISO728 | FOX1234H2AX |  | 10.40.254.35 | Aug 26 2015 5:58PM
Noida | Site Staging Area -> old Nodia site -> Noida -> Panduit: DR84-19 Inch #1 -> 19 Inch 1U Shelf | 19 Inch 1U Shelf | InOutPlug#3 | Juniper Networks: SRX100 #2 |  | Juniper Networks | SRX Series | SRX100 | JUNP804 |  |  |  | Aug 26 2015 5:46PM
Noida | Site Staging Area -> old Nodia site -> Noida -> Panduit: DR84-19 Inch #1 -> 19 Inch 1U Shelf | 19 Inch 1U Shelf | InOutPlug#3 | Juniper Networks: SRX100 #1 |  | Juniper Networks | SRX Series | SRX100 | JUNP804 |  |  |  | Aug 26 2015 5:47PM
Noida | Site Staging Area -> old Nodia site -> Noida 127 -> Chatsworth Products: T10xx-xxx #1 | Chatsworth Products: T10xx-xxx #1 | RU#43 | APC: NBRK0201 #1 |  | APC | NetBotz | NBRK0201 | APCA394 |  |  |  | Aug 26 2015 3:53PM
Noida | Site Staging Area -> old Nodia site -> Noida 127 -> Chatsworth Products: T10xx-xxx #1 | Chatsworth Products: T10xx-xxx #1 | RU#43 | INDF2SW01 |  | Brocade Communications Systems | SilkWorm | SilkWorm 3900 | BROC016 |  |  |  | Aug 26 2015 3:56PM
Noida | Site Staging Area -> old Nodia site -> Noida 127 -> Chatsworth Products: T10xx-xxx #1 | Chatsworth Products: T10xx-xxx #1 | RU#43 | HP/Compaq: DL360 G3 #1 |  | Hewlett-Packard | ProLiant | DL360 G3 | HP254 |  |  |  | Aug 26 2015 3:59PM
Noida | Site Staging Area -> old Nodia site -> Noida 127 -> Chatsworth Products: T10xx-xxx #1 | Chatsworth Products: T10xx-xxx #1 | RU#41 | HP/Compaq: DL380 G4 #1 |  | Hewlett-Packard | ProLiant | DL380 G4 | HEPA156 |  |  |  | Aug 26 2015 3:59PM
Noida | Site Staging Area -> old Nodia site -> Noida 127 -> Chatsworth Products: T10xx-xxx #1 | Chatsworth Products: T10xx-xxx #1 | RU#41 | INDF1SW01 |  | Brocade Communications Systems | SilkWorm | SilkWorm 3900 | BROC016 |  |  |  | Aug 26 2015 3:56PM
Noida | Site Staging Area -> old Nodia site -> Noida 127 -> Chatsworth Products: T10xx-xxx #1 | Chatsworth Products: T10xx-xxx #1 | RU#40 | VOIP-BACKUP |  | IBM | xSeries | x342 | IBMN053 |  |  |  | Aug 26 2015 3:53PM
Noida | Site Staging Area -> old Nodia site -> Noida 127 -> Chatsworth Products: T10xx-xxx #1 | Chatsworth Products: T10xx-xxx #1 | RU#39 | SUN / Oracle: V240 #1 |  | SUN Microsystems | Sun Fire | V240 | SUN182 |  |  |  | Aug 26 2015 3:54PM
Noida | Site Staging Area -> old Nodia site -> Noida 127 -> Chatsworth Products: T10xx-xxx #1 | Chatsworth Products: T10xx-xxx #1 | RU#39 | SUN / Oracle: V240 #1 |  | SUN Microsystems | Sun Fire | V240 | SUN182 |  |  |  | Aug 26 2015 3:57PM
Noida | Site Staging Area -> old Nodia site -> Noida 127 -> Chatsworth Products: T10xx-xxx #1 | Chatsworth Products: T10xx-xxx #1 | RU#39 | HP/Compaq: DL380 G4 #2 |  | Hewlett-Packard | ProLiant | DL380 G4 | HEPA156 |  |  |  | Aug 26 2015 3:58PM
Noida | Site Staging Area -> old Nodia site -> Noida 127 -> Chatsworth Products: T10xx-xxx #1 | Chatsworth Products: T10xx-xxx #1 | RU#38 | CCM-STAGING2 |  | Cisco Systems | MCS 7800 | MCS-7835-H1-IPC1 | CICO633 |  |  |  | Aug 26 2015 3:53PM
Noida | Site Staging Area -> old Nodia site -> Noida 127 -> Chatsworth Products: T10xx-xxx #1 | Chatsworth Products: T10xx-xxx #1 | RU#37 | HP/Compaq: DL380 G4 #3 |  | Hewlett-Packard | ProLiant | DL380 G4 | HEPA156 |  |  |  | Aug 26 2015 3:58PM
Noida | Site Staging Area -> old Nodia site -> Noida 127 -> Chatsworth Products: T10xx-xxx #1 | Chatsworth Products: T10xx-xxx #1 | RU#37 | Dell: PowerVault 775N #1 |  | Dell Computer | PowerVault | PowerVault 775N | DELL529 |  |  |  | Aug 26 2015 3:57PM
Noida | Site Staging Area -> old Nodia site -> Noida 127 -> Chatsworth Products: T10xx-xxx #1 | Chatsworth Products: T10xx-xxx #1 | RU#36 | Apple Computer: G5 #1 |  | Apple Computer | Xserve | G5 | APPL015 |  |  |  | Aug 26 2015 3:54PM
Noida | Site Staging Area -> old Nodia site -> Noida 127 -> Chatsworth Products: T10xx-xxx #1 | Chatsworth Products: T10xx-xxx #1 | RU#36 | CCM-STAGING3 |  | Hewlett-Packard | ProLiant | DL380 G3 | HP256 |  |  |  | Aug 26 2015 3:52PM
Noida | Site Staging Area -> old Nodia site -> Noida 127 -> Chatsworth Products: T10xx-xxx #1 | Chatsworth Products: T10xx-xxx #1 | RU#36 | AudioCodes: Mediant 1000 #1 |  | AudioCodes | Mediant | Mediant 1000 | AUCD039 |  |  |  | Aug 26 2015 3:52PM
Noida | Site Staging Area -> old Nodia site -> Noida 127 -> Chatsworth Products: T10xx-xxx #1 | Chatsworth Products: T10xx-xxx #1 | RU#35 | HP/Compaq: DL380 G4 #1 |  | Hewlett-Packard | ProLiant | DL380 G4 | HEPA156 |  |  |  | Aug 26 2015 3:57PM
Noida | Site Staging Area -> old Nodia site -> Noida 127 -> Chatsworth Products: T10xx-xxx #1 | Chatsworth Products: T10xx-xxx #1 | RU#34 | Dell: PowerVault 220S #1 |  | Dell Computer | PowerVault | PowerVault 220S (Open View) | DELL119 |  |  |  | Aug 26 2015 3:58PM
Noida | Site Staging Area -> old Nodia site -> Noida 127 -> Chatsworth Products: T10xx-xxx #1 | Chatsworth Products: T10xx-xxx #1 | RU#34 | CCM-STAGING |  | Hewlett-Packard | ProLiant | DL380 G4 | HEPA156 |  |  |  | Aug 26 2015 3:52PM
Noida | Site Staging Area -> old Nodia site -> Noida 127 -> Chatsworth Products: T10xx-xxx #1 | Chatsworth Products: T10xx-xxx #1 | RU#33 | HP/Compaq: DL380 G3 #1 |  | Hewlett-Packard | ProLiant | DL380 G3 | HP256 |  |  |  | Aug 26 2015 3:57PM
Noida | Site Staging Area -> old Nodia site -> Noida 127 -> Chatsworth Products: T10xx-xxx #1 | Chatsworth Products: T10xx-xxx #1 | RU#32 | LABCC01MA01 |  | SUN Microsystems | Sun Fire | V240 | SUN182 |  |  |  | Aug 26 2015 3:51PM
Noida | Site Staging Area -> old Nodia site -> Noida 127 -> Chatsworth Products: T10xx-xxx #1 | Chatsworth Products: T10xx-xxx #1 | RU#31 | SEADC01 |  | Hewlett-Packard | ProLiant | DL380 G4 | HEPA156 |  |  |  | Aug 26 2015 3:51PM
Noida | Site Staging Area -> old Nodia site -> Noida 127 -> Chatsworth Products: T10xx-xxx #1 | Chatsworth Products: T10xx-xxx #1 | RU#31 | CCM-STAGING5 |  | Compaq | ProLiant | DL380 | CMPQ741 |  |  |  | Aug 26 2015 3:52PM
Noida | Site Staging Area -> old Nodia site -> Noida 127 -> Chatsworth Products: T10xx-xxx #1 | Chatsworth Products: T10xx-xxx #1 | RU#31 | Hitachi Data Systems: 9530V #1 |  | Hitachi Data Systems | Thunder 9500V Series | 9530V | HDS104 |  |  |  | Aug 26 2015 3:56PM
Noida | Site Staging Area -> old Nodia site -> Noida 127 -> Chatsworth Products: T10xx-xxx #1 | Chatsworth Products: T10xx-xxx #1 | RU#30 | SUN / Oracle: V240 #2 |  | SUN Microsystems | Sun Fire | V240 | SUN182 |  |  |  | Aug 26 2015 3:54PM
Noida | Site Staging Area -> old Nodia site -> Noida 127 -> Chatsworth Products: T10xx-xxx #1 | Chatsworth Products: T10xx-xxx #1 | RU#30 | SUN / Oracle: V240 #2 |  | SUN Microsystems | Sun Fire | V240 | SUN182 |  |  |  | Aug 26 2015 3:51PM
Noida | Site Staging Area -> old Nodia site -> Noida 127 -> Chatsworth Products: T10xx-xxx #1 | Chatsworth Products: T10xx-xxx #1 | RU#29 | Dell: PowerVault 775N #2 |  | Dell Computer | PowerVault | PowerVault 775N | DELL529 |  |  |  | Aug 26 2015 3:57PM
Noida | Site Staging Area -> old Nodia site -> Noida 127 -> Chatsworth Products: T10xx-xxx #1 | Chatsworth Products: T10xx-xxx #1 | RU#29 | SUN / Oracle: T2000 #1 |  | SUN Microsystems | Sun Fire | T2000 | SUN160 |  |  |  | Aug 26 2015 3:58PM
Noida | Site Staging Area -> old Nodia site -> Noida 127 -> Chatsworth Products: T10xx-xxx #1 | Chatsworth Products: T10xx-xxx #1 | RU#28 | Hitachi Data Systems: 9530V #2 |  | Hitachi Data Systems | Thunder 9500V Series | 9530V | HDS104 |  |  |  | Aug 26 2015 3:55PM
Noida | Site Staging Area -> old Nodia site -> Noida 127 -> Chatsworth Products: T10xx-xxx #1 | Chatsworth Products: T10xx-xxx #1 | RU#28 | TMSERVER |  | Hewlett-Packard | ProLiant | DL380 G4 | HEPA156 |  |  |  | Aug 26 2015 3:51PM
Noida | Site Staging Area -> old Nodia site -> Noida 127 -> Chatsworth Products: T10xx-xxx #1 | Chatsworth Products: T10xx-xxx #1 | RU#28 | CCM-STAGING5 |  | IBM | xSeries | x342 | IBMN053 |  |  |  | Aug 26 2015 3:52PM
Noida | Site Staging Area -> old Nodia site -> Noida 127 -> Chatsworth Products: T10xx-xxx #1 | Chatsworth Products: T10xx-xxx #1 | RU#28 | SUN / Oracle: V240 #3 |  | SUN Microsystems | Sun Fire | V240 | SUN182 |  |  |  | Aug 26 2015 3:54PM
Noida | Site Staging Area -> old Nodia site -> Noida 127 -> Chatsworth Products: T10xx-xxx #1 | Chatsworth Products: T10xx-xxx #1 | RU#28 | HP/Compaq: DL360p G8 - 8 SFF #5 |  | Hewlett-Packard | ProLiant Gen8 | 654081-B21 | HEPC786 |  |  |  | Aug 26 2015 4:00PM
Noida | Site Staging Area -> old Nodia site -> Noida 127 -> Chatsworth Products: T10xx-xxx #1 | Chatsworth Products: T10xx-xxx #1 | RU#28 | HP/Compaq: DL360p G8 - 8 SFF #5 |  | Hewlett-Packard | ProLiant Gen8 | 654081-B21 | HEPC786 |  |  |  | Aug 26 2015 4:02PM
Noida | Site Staging Area -> old Nodia site -> Noida 127 -> Chatsworth Products: T10xx-xxx #1 | Chatsworth Products: T10xx-xxx #1 | RU#27 | HP/Compaq: DL360p G8 - 8 SFF #4 |  | Hewlett-Packard | ProLiant Gen8 | 654081-B21 | HEPC786 |  |  |  | Aug 26 2015 4:02PM
Noida | Site Staging Area -> old Nodia site -> Noida 127 -> Chatsworth Products: T10xx-xxx #1 | Chatsworth Products: T10xx-xxx #1 | RU#27 | HP/Compaq: DL360p G8 - 8 SFF #4 |  | Hewlett-Packard | ProLiant Gen8 | 654081-B21 | HEPC786 |  |  |  | Aug 26 2015 4:00PM
Noida | Site Staging Area -> old Nodia site -> Noida 127 -> Chatsworth Products: T10xx-xxx #1 | Chatsworth Products: T10xx-xxx #1 | RU#27 | CCM-STAGING |  | Cisco Systems | Cisco 2800 | CISCO2811 | CISO576 |  |  |  | Aug 26 2015 3:52PM
Noida | Site Staging Area -> old Nodia site -> Noida 127 -> Chatsworth Products: T10xx-xxx #1 | Chatsworth Products: T10xx-xxx #1 | RU#27 | SUN13 |  | SUN Microsystems | Sun Fire | V240 | SUN182 |  |  |  | Aug 26 2015 3:57PM
Noida | Site Staging Area -> old Nodia site -> Noida 127 -> Chatsworth Products: T10xx-xxx #1 | Chatsworth Products: T10xx-xxx #1 | RU#26 | Avocent: ACS48D-AC #1 |  | Cyclades | AlterPath | ACS48 | CYCL017 |  |  |  | Aug 26 2015 3:50PM
Noida | Site Staging Area -> old Nodia site -> Noida 127 -> Chatsworth Products: T10xx-xxx #1 | Chatsworth Products: T10xx-xxx #1 | RU#26 | Dell: PowerVault 715N #1 |  | Dell Computer | PowerVault | PowerVault 715N | DELL261 |  |  |  | Aug 26 2015 3:50PM
Noida | Site Staging Area -> old Nodia site -> Noida 127 -> Chatsworth Products: T10xx-xxx #1 | Chatsworth Products: T10xx-xxx #1 | RU#26 | HP/Compaq: DL360p G8 - 8 SFF #3 |  | Hewlett-Packard | ProLiant Gen8 | 654081-B21 | HEPC786 |  |  |  | Aug 26 2015 4:01PM
Noida | Site Staging Area -> old Nodia site -> Noida 127 -> Chatsworth Products: T10xx-xxx #1 | Chatsworth Products: T10xx-xxx #1 | RU#26 | HP/Compaq: DL360p G8 - 8 SFF #3 |  | Hewlett-Packard | ProLiant Gen8 | 654081-B21 | HEPC786 |  |  |  | Aug 26 2015 3:59PM
Noida | Site Staging Area -> old Nodia site -> Noida 127 -> Chatsworth Products: T10xx-xxx #1 | Chatsworth Products: T10xx-xxx #1 | RU#25 | HP/Compaq: DL360p G8 - 8 SFF #1 |  | Hewlett-Packard | ProLiant Gen8 | 654081-B21 | HEPC786 |  |  |  | Aug 26 2015 3:59PM
Noida | Site Staging Area -> old Nodia site -> Noida 127 -> Chatsworth Products: T10xx-xxx #1 | Chatsworth Products: T10xx-xxx #1 | RU#25 | HP/Compaq: DL360p G8 - 8 SFF #1 |  | Hewlett-Packard | ProLiant Gen8 | 654081-B21 | HEPC786 |  |  |  | Aug 26 2015 4:01PM
Noida | Site Staging Area -> old Nodia site -> Noida 127 -> Chatsworth Products: T10xx-xxx #1 | Chatsworth Products: T10xx-xxx #1 | RU#25 | HP/Compaq: DL360 G3 #1 |  | Hewlett-Packard | ProLiant | DL360 G3 | HP254 |  |  |  | Aug 26 2015 3:57PM
Noida | Site Staging Area -> old Nodia site -> Noida 127 -> Chatsworth Products: T10xx-xxx #1 | Chatsworth Products: T10xx-xxx #1 | RU#25 | Hitachi Data Systems: 9530V #3 |  | Hitachi Data Systems | Thunder 9500V Series | 9530V | HDS104 |  |  |  | Aug 26 2015 3:55PM
Noida | Site Staging Area -> old Nodia site -> Noida 127 -> Chatsworth Products: T10xx-xxx #1 | Chatsworth Products: T10xx-xxx #1 | RU#24 | STAGINGVGW2 |  | Cisco Systems | MCS 7800 | MCS-7835-H1-IPC1 | CICO633 |  |  |  | Aug 26 2015 3:52PM
Noida | Site Staging Area -> old Nodia site -> Noida 127 -> Chatsworth Products: T10xx-xxx #1 | Chatsworth Products: T10xx-xxx #1 | RU#24 | HP/Compaq: DL360p G8 - 8 SFF #2 |  | Hewlett-Packard | ProLiant Gen8 | 654081-B21 | HEPC786 |  |  |  | Aug 26 2015 4:01PM
Noida | Site Staging Area -> old Nodia site -> Noida 127 -> Chatsworth Products: T10xx-xxx #1 | Chatsworth Products: T10xx-xxx #1 | RU#24 | HP/Compaq: DL360p G8 - 8 SFF #2 |  | Hewlett-Packard | ProLiant Gen8 | 654081-B21 | HEPC786 |  |  |  | Aug 26 2015 3:59PM
Noida | Site Staging Area -> old Nodia site -> Noida 127 -> Chatsworth Products: T10xx-xxx #1 | Chatsworth Products: T10xx-xxx #1 | RU#23 | HP/Compaq: DL360p G8 - 8 SFF #9 |  | Hewlett-Packard | ProLiant Gen8 | 654081-B21 | HEPC786 |  |  |  | Aug 26 2015 4:01PM
Noida | Site Staging Area -> old Nodia site -> Noida 127 -> Chatsworth Products: T10xx-xxx #1 | Chatsworth Products: T10xx-xxx #1 | RU#23 | Dell: PowerEdge R200 #1 |  | Dell Computer | PowerEdge R-Series | PowerEdge R200 | DELL991 |  |  |  | Aug 26 2015 3:57PM
Noida | Site Staging Area -> old Nodia site -> Noida 127 -> Chatsworth Products: T10xx-xxx #1 | Chatsworth Products: T10xx-xxx #1 | RU#22 | Dell: PowerEdge R200 #2 |  | Dell Computer | PowerEdge R-Series | PowerEdge R200 | DELL991 |  |  |  | Aug 26 2015 3:56PM
Noida | Site Staging Area -> old Nodia site -> Noida 127 -> Chatsworth Products: T10xx-xxx #1 | Chatsworth Products: T10xx-xxx #1 | RU#22 | Hitachi Data Systems: 9530V #4 |  | Hitachi Data Systems | Thunder 9500V Series | 9530V | HDS104 |  |  |  | Aug 26 2015 3:55PM
Noida | Site Staging Area -> old Nodia site -> Noida 127 -> Chatsworth Products: T10xx-xxx #1 | Chatsworth Products: T10xx-xxx #1 | RU#22 | HP/Compaq: DL380 G5 #1 |  | Hewlett-Packard | ProLiant | DL380 G5 | HEPA633 |  |  |  | Aug 26 2015 3:51PM
Noida | Site Staging Area -> old Nodia site -> Noida 127 -> Chatsworth Products: T10xx-xxx #1 | Chatsworth Products: T10xx-xxx #1 | RU#22 | HP/Compaq: DL360p G8 - 8 SFF #10 |  | Hewlett-Packard | ProLiant Gen8 | 654081-B21 | HEPC786 |  |  |  | Aug 26 2015 4:01PM
Noida | Site Staging Area -> old Nodia site -> Noida 127 -> Chatsworth Products: T10xx-xxx #1 | Chatsworth Products: T10xx-xxx #1 | RU#21 | HP/Compaq: DL360p G8 - 8 SFF #8 |  | Hewlett-Packard | ProLiant Gen8 | 654081-B21 | HEPC786 |  |  |  | Aug 26 2015 4:00PM
Noida | Site Staging Area -> old Nodia site -> Noida 127 -> Chatsworth Products: T10xx-xxx #1 | Chatsworth Products: T10xx-xxx #1 | RU#20 | HP/Compaq: DL360p G8 - 8 SFF #7 |  | Hewlett-Packard | ProLiant Gen8 | 654081-B21 | HEPC786 |  |  |  | Aug 26 2015 4:00PM
Noida | Site Staging Area -> old Nodia site -> Noida 127 -> Chatsworth Products: T10xx-xxx #1 | Chatsworth Products: T10xx-xxx #1 | RU#19 | HP/Compaq: DL360p G8 - 8 SFF #6 |  | Hewlett-Packard | ProLiant Gen8 | 654081-B21 | HEPC786 |  |  |  | Aug 26 2015 4:00PM
Noida | Site Staging Area -> old Nodia site -> Noida 127 -> Chatsworth Products: T10xx-xxx #1 | Chatsworth Products: T10xx-xxx #1 | RU#19 | HP/Compaq: DL380 #1 |  | Compaq | ProLiant | DL380 | CMPQ741 |  |  |  | Aug 26 2015 3:50PM
Noida | Site Staging Area -> old Nodia site -> Noida 127 -> Chatsworth Products: T10xx-xxx #1 | Chatsworth Products: T10xx-xxx #1 | RU#19 | HP/Compaq: ML350 - Rackmount #1 |  | Compaq | ProLiant | ML350 (Rackmount) | CMPQ810 |  |  |  | Aug 26 2015 3:54PM
Noida | Site Staging Area -> old Nodia site -> Noida 127 -> Chatsworth Products: T10xx-xxx #1 | Chatsworth Products: T10xx-xxx #1 | RU#19 | INDSUNZONE1 |  | SUN Microsystems | Sun Fire | V240 | SUN182 |  |  |  | Aug 26 2015 3:55PM
Noida | Site Staging Area -> old Nodia site -> Noida 127 -> Chatsworth Products: T10xx-xxx #1 | Chatsworth Products: T10xx-xxx #1 | RU#17 | INDIA-BUSSYS-3 |  | SUN Microsystems | Netra | T 105 | SUN342 |  |  |  | Aug 26 2015 3:55PM
Noida | Site Staging Area -> old Nodia site -> Noida 127 -> Chatsworth Products: T10xx-xxx #1 | Chatsworth Products: T10xx-xxx #1 | RU#17 | HP/Compaq: DL380 G4 #1 |  | Hewlett-Packard | ProLiant | DL380 G4 | HEPA156 |  |  |  | Aug 26 2015 3:53PM
Noida | Site Staging Area -> old Nodia site -> Noida 127 -> Chatsworth Products: T10xx-xxx #1 | Chatsworth Products: T10xx-xxx #1 | RU#16 | NOIBLVDCSA |  | Cisco Systems | Catalyst 6500 | WS-C6513 | CSCA235 |  |  |  | Aug 26 2015 3:49PM
Noida | Site Staging Area -> old Nodia site -> Noida 127 -> Chatsworth Products: T10xx-xxx #1 | Chatsworth Products: T10xx-xxx #1 | RU#16 | NOIBLVDCSB |  | Cisco Systems | Catalyst 6500 | WS-C6513 | CSCA235 |  |  |  | Aug 26 2015 3:50PM
Noida | Site Staging Area -> old Nodia site -> Noida 127 -> Chatsworth Products: T10xx-xxx #1 | Chatsworth Products: T10xx-xxx #1 | RU#16 | MAIL-INDIA |  | SUN Microsystems | Sun Fire | 280R | SUN091 |  |  |  | Aug 26 2015 3:51PM
Noida | Site Staging Area -> old Nodia site -> Noida 127 -> Chatsworth Products: T10xx-xxx #1 | Chatsworth Products: T10xx-xxx #1 | RU#15 | MSG-SUN-02 |  | SUN Microsystems | Sun Fire | 280R | SUN091 |  |  |  | Aug 26 2015 3:50PM
Noida | Site Staging Area -> old Nodia site -> Noida 127 -> Chatsworth Products: T10xx-xxx #1 | Chatsworth Products: T10xx-xxx #1 | RU#15 | SUN / Oracle: V240 #3 |  | SUN Microsystems | Sun Fire | V240 | SUN182 |  |  |  | Aug 26 2015 3:54PM
Noida | Site Staging Area -> old Nodia site -> Noida 127 -> Chatsworth Products: T10xx-xxx #1 | Chatsworth Products: T10xx-xxx #1 | RU#13 | Dell: PowerVault 220S #1 |  | Dell Computer | PowerVault | PowerVault 220S (Open View) | DELL119 |  |  |  | Aug 26 2015 3:56PM
Noida | Site Staging Area -> old Nodia site -> Noida 127 -> Chatsworth Products: T10xx-xxx #1 | Chatsworth Products: T10xx-xxx #1 | RU#13 | HP/Compaq: DL380 G3 #1 |  | Hewlett-Packard | ProLiant | DL380 G3 | HP256 |  |  |  | Aug 26 2015 3:58PM
Noida | Site Staging Area -> old Nodia site -> Noida 127 -> Chatsworth Products: T10xx-xxx #1 | Chatsworth Products: T10xx-xxx #1 | RU#13 | Dell: PowerVault 220S #1 |  | Dell Computer | PowerVault | PowerVault 220S (Open View) | DELL119 |  |  |  | Aug 26 2015 3:53PM
Noida | Site Staging Area -> old Nodia site -> Noida 127 -> Chatsworth Products: T10xx-xxx #1 | Chatsworth Products: T10xx-xxx #1 | RU#12 | MSG-SUN-01 |  | SUN Microsystems | Sun Fire | 280R | SUN091 |  |  |  | Aug 26 2015 3:51PM
Noida | Site Staging Area -> old Nodia site -> Noida 127 -> Chatsworth Products: T10xx-xxx #1 | Chatsworth Products: T10xx-xxx #1 | RU#12 | INDIA-BUSSYS-5 |  | SUN Microsystems | Netra | T 105 | SUN342 |  |  |  | Aug 26 2015 3:54PM
Noida | Site Staging Area -> old Nodia site -> Noida 127 -> Chatsworth Products: T10xx-xxx #1 | Chatsworth Products: T10xx-xxx #1 | RU#11 | HP/Compaq: DL580 G2 #1 |  | Hewlett-Packard | ProLiant | DL580 G2 | HP235 |  |  |  | Aug 26 2015 3:50PM
Noida | Site Staging Area -> old Nodia site -> Noida 127 -> Chatsworth Products: T10xx-xxx #1 | Chatsworth Products: T10xx-xxx #1 | RU#10 | SUN / Oracle: Netra T1 105 #3 |  | SUN Microsystems | Netra | T 105 | SUN342 |  |  |  | Aug 26 2015 3:54PM
Noida | Site Staging Area -> old Nodia site -> Noida 127 -> Chatsworth Products: T10xx-xxx #1 | Chatsworth Products: T10xx-xxx #1 | RU#10 | Dell: PowerVault 220S #2 |  | Dell Computer | PowerVault | PowerVault 220S (Open View) | DELL119 |  |  |  | Aug 26 2015 3:56PM
Noida | Site Staging Area -> old Nodia site -> Noida 127 -> Chatsworth Products: T10xx-xxx #1 | Chatsworth Products: T10xx-xxx #1 | RU#10 | Dell: PowerVault 220S #2 |  | Dell Computer | PowerVault | PowerVault 220S (Open View) | DELL119 |  |  |  | Aug 26 2015 3:58PM
Noida | Site Staging Area -> old Nodia site -> Noida 127 -> Chatsworth Products: T10xx-xxx #1 | Chatsworth Products: T10xx-xxx #1 | RU#08 | DATASTORAGE1 |  | Compaq | ProLiant | ML350 (Rackmount) | CMPQ810 |  |  |  | Aug 26 2015 3:53PM
Noida | Site Staging Area -> old Nodia site -> Noida 127 -> Chatsworth Products: T10xx-xxx #1 | Chatsworth Products: T10xx-xxx #1 | RU#05 | INDCC01MA01 |  | Compaq | ProLiant | ML350 G3 (Rackmount) | CMPQ435 |  |  |  | Aug 26 2015 3:51PM
Noida | Site Staging Area -> old Nodia site -> Noida 127 -> Chatsworth Products: T10xx-xxx #1 | Chatsworth Products: T10xx-xxx #1 | RU#04 | INDIA-BUSSYS-6 |  | SUN Microsystems | Netra | T 105 | SUN342 |  |  |  | Aug 26 2015 3:54PM
Noida | Site Staging Area -> old Nodia site -> Noida 127 -> Chatsworth Products: T10xx-xxx #1 | Chatsworth Products: T10xx-xxx #1 | RU#03 | HP/Compaq: DL380 G5 #1 |  | Hewlett-Packard | ProLiant | DL380 G5 | HEPA633 |  |  |  | Aug 26 2015 3:59PM
Noida | Site Staging Area -> old Nodia site -> Noida 127 -> Chatsworth Products: T10xx-xxx #1 | Chatsworth Products: T10xx-xxx #1 | RU#03 | MSG-WIN-01 |  | Compaq | ProLiant | ML530 G2 (Rackmount) | CMPQ294 |  |  |  | Aug 26 2015 3:50PM
Noida | Site Staging Area -> old Nodia site -> Noida 127 -> Chatsworth Products: T10xx-xxx #1 | Chatsworth Products: T10xx-xxx #1 | RU#03 | SAGAR |  | Dell Computer | PowerVault | PowerVault 770N | DELL591 |  |  |  | Aug 26 2015 3:53PM
Noida | Site Staging Area -> old Nodia site -> Noida ESR | Noida ESR |  | SUNMON |  | SUN Microsystems | Sun Fire | V215 | SUN902 |  |  |  | Aug 26 2015 4:58PM
Noida | Site Staging Area -> old Nodia site -> Noida ESR | Noida ESR |  | SARVAGYA |  | Hewlett-Packard | ProLiant | DL145 | HP932 |  |  |  | Aug 26 2015 4:58PM
Noida | Site Staging Area -> old Nodia site -> Noida ESR | Noida ESR |  | SUN10 |  | SUN Microsystems | Sun Fire | V215 | SUN902 |  |  |  | Aug 26 2015 4:58PM
Noida | Site Staging Area -> old Nodia site -> Noida ESR | Noida ESR |  | Dell: PowerEdge 1950 #1 |  | Dell Computer | PowerEdge | PowerEdge 1950 (Close View) | DELL784 |  |  |  | Aug 26 2015 4:59PM
Noida | Site Staging Area -> old Nodia site -> Noida ESR | Noida ESR |  | HP/Compaq: rp3410-2 #1 |  | Hewlett-Packard | HP 9000 | rp3410-2 | HP996 |  |  |  | Aug 26 2015 4:59PM
Noida | Site Staging Area -> old Nodia site -> Noida ESR | Noida ESR |  | LEOPARD |  | Hewlett-Packard | HP 9000 | rp3410-2 | HP996 |  |  |  | Aug 26 2015 4:59PM
Noida | Site Staging Area -> old Nodia site -> Noida ESR | Noida ESR |  | Cisco: SD208 #1 |  | Linksys | SD Series | SD208 | LSYS208 |  |  |  | Aug 26 2015 4:45PM
Noida | Site Staging Area -> old Nodia site -> Noida ESR | Noida ESR |  | SUN / Oracle: Enterprise M3000 #2 |  | SUN Microsystems | Enterprise | M3000 | SUN062 |  |  |  | Aug 26 2015 4:59PM
Noida | Site Staging Area -> old Nodia site -> Noida ESR -> Chatsworth Products: T10xx-xxx #1 | Chatsworth Products: T10xx-xxx #1 | RU#44 | SuperMicro: 6016GT-TF-TM2 #1 |  | Super Micro Computer | SuperServer | 6016GT-TF-TM2 | SUPR650 |  |  |  | Aug 26 2015 5:00PM
Noida | Site Staging Area -> old Nodia site -> Noida ESR -> Chatsworth Products: T10xx-xxx #1 | Chatsworth Products: T10xx-xxx #1 | RU#43 | ID-DAILY-MB-2 |  | Apple Computer | Xserve | G5 | APPL015 |  |  |  | Aug 26 2015 5:03PM
Noida | Site Staging Area -> old Nodia site -> Noida ESR -> Chatsworth Products: T10xx-xxx #1 | Chatsworth Products: T10xx-xxx #1 | RU#43 | ACP-VMHOST1 |  | Hewlett-Packard | ProLiant | DL 360 G5 | HEPA599 |  |  |  | Aug 26 2015 5:05PM
Noida | Site Staging Area -> old Nodia site -> Noida ESR -> Chatsworth Products: T10xx-xxx #1 | Chatsworth Products: T10xx-xxx #1 | RU#43 | HP/Compaq: DL380 G7 - LFF #1 |  | Hewlett-Packard | ProLiant Gen7 | DL380 G7-LFF | HEPK281 |  |  |  | Aug 26 2015 4:45PM
Noida | Site Staging Area -> old Nodia site -> Noida ESR -> Chatsworth Products: T10xx-xxx #1 | Chatsworth Products: T10xx-xxx #1 | RU#42 | AI-CR-MAC |  | Apple Computer | Xserve | G5 | APPL015 |  |  |  | Aug 26 2015 5:05PM
Noida | Site Staging Area -> old Nodia site -> Noida ESR -> Chatsworth Products: T10xx-xxx #1 | Chatsworth Products: T10xx-xxx #1 | RU#42 | ID-DAILY-MI-1 |  | Apple Computer | Xserve | G5 | APPL015 |  |  |  | Aug 26 2015 5:02PM
Noida | Site Staging Area -> old Nodia site -> Noida ESR -> Chatsworth Products: T10xx-xxx #1 | Chatsworth Products: T10xx-xxx #1 | RU#42 | SUN / Oracle: Enterprise M3000 #1 |  | SUN Microsystems | Enterprise | M3000 | SUN062 |  |  |  | Aug 26 2015 5:00PM
Noida | Site Staging Area -> old Nodia site -> Noida ESR -> Chatsworth Products: T10xx-xxx #1 | Chatsworth Products: T10xx-xxx #1 | RU#42 | MAGNUM |  | Dell Computer | PowerEdge | PowerEdge 2950 (SAS)-Close View | DELL775 |  |  |  | Aug 26 2015 4:57PM
Noida | Site Staging Area -> old Nodia site -> Noida ESR -> Chatsworth Products: T10xx-xxx #1 | Chatsworth Products: T10xx-xxx #1 | RU#41 | ID-DAILY-MB-1 |  | Apple Computer | Xserve | G5 | APPL015 |  |  |  | Aug 26 2015 5:02PM
Noida | Site Staging Area -> old Nodia site -> Noida ESR -> Chatsworth Products: T10xx-xxx #1 | Chatsworth Products: T10xx-xxx #1 | RU#41 | AMT-VMHOST7 |  | Hewlett-Packard | ProLiant Gen6 | DL380 G6 - LFF | HEPD898 |  |  |  | Aug 26 2015 5:03PM
Noida | Site Staging Area -> old Nodia site -> Noida ESR -> Chatsworth Products: T10xx-xxx #1 | Chatsworth Products: T10xx-xxx #1 | RU#41 | HP/Compaq: DL380 G7 - LFF #2 |  | Hewlett-Packard | ProLiant Gen7 | DL380 G7-LFF | HEPK281 |  |  |  | Aug 26 2015 4:44PM
Noida | Site Staging Area -> old Nodia site -> Noida ESR -> Chatsworth Products: T10xx-xxx #1 | Chatsworth Products: T10xx-xxx #1 | RU#41 | Whitehouse |  | IBM | P-Series | p5-520 | IBMN169 |  |  |  | Aug 26 2015 4:56PM
Noida | Site Staging Area -> old Nodia site -> Noida ESR -> Chatsworth Products: T10xx-xxx #1 | Chatsworth Products: T10xx-xxx #1 | RU#40 | AI-WIN-CR |  | Hewlett-Packard | ProLiant | DL380 G5 | HEPA633 |  |  |  | Aug 26 2015 5:05PM
Noida | Site Staging Area -> old Nodia site -> Noida ESR -> Chatsworth Products: T10xx-xxx #1 | Chatsworth Products: T10xx-xxx #1 | RU#40 | ID-INC-MB-1 |  | Apple Computer | Xserve | G5 | APPL015 |  |  |  | Aug 26 2015 5:02PM
Noida | Site Staging Area -> old Nodia site -> Noida ESR -> Chatsworth Products: T10xx-xxx #1 | Chatsworth Products: T10xx-xxx #1 | RU#39 | ID-INC-MB-2 |  | Apple Computer | Xserve | G5 | APPL015 |  |  |  | Aug 26 2015 5:02PM
Noida | Site Staging Area -> old Nodia site -> Noida ESR -> Chatsworth Products: T10xx-xxx #1 | Chatsworth Products: T10xx-xxx #1 | RU#39 | ID-DAILY-WB-1 |  | Hewlett-Packard | ProLiant Gen6 | DL380 G6 - LFF | HEPD898 |  |  |  | Aug 26 2015 5:03PM
Noida | Site Staging Area -> old Nodia site -> Noida ESR -> Chatsworth Products: T10xx-xxx #1 | Chatsworth Products: T10xx-xxx #1 | RU#39 | MH-NOIDA-20 |  | Super Micro Computer | SuperServer | 6016GT-TF-TM2 | SUPR650 |  |  |  | Aug 26 2015 5:00PM
Noida | Site Staging Area -> old Nodia site -> Noida ESR -> Chatsworth Products: T10xx-xxx #1 | Chatsworth Products: T10xx-xxx #1 | RU#39 | AixForms4 |  | IBM | P-Series | p5-520 | IBMN169 |  |  |  | Aug 26 2015 4:53PM
Noida | Site Staging Area -> old Nodia site -> Noida ESR -> Chatsworth Products: T10xx-xxx #1 | Chatsworth Products: T10xx-xxx #1 | RU#39 | CONNPROD12 |  | Hewlett-Packard | ProLiant | DL 360 G5 | HEPA599 |  |  |  | Aug 26 2015 4:49PM
Noida | Site Staging Area -> old Nodia site -> Noida ESR -> Chatsworth Products: T10xx-xxx #1 | Chatsworth Products: T10xx-xxx #1 | RU#39 | HP/Compaq: DL380 G7 - LFF #3 |  | Hewlett-Packard | ProLiant Gen7 | DL380 G7-LFF | HEPK281 |  |  |  | Aug 26 2015 4:44PM
Noida | Site Staging Area -> old Nodia site -> Noida ESR -> Chatsworth Products: T10xx-xxx #1 | Chatsworth Products: T10xx-xxx #1 | RU#38 | CONNPROD13 |  | Hewlett-Packard | ProLiant | DL 360 G5 | HEPA599 |  |  |  | Aug 26 2015 4:49PM
Noida | Site Staging Area -> old Nodia site -> Noida ESR -> Chatsworth Products: T10xx-xxx #1 | Chatsworth Products: T10xx-xxx #1 | RU#38 | SKYLARK-SVR |  | Hewlett-Packard | ProLiant Gen6 | DL380 G6 - LFF | HEPD898 |  |  |  | Aug 26 2015 5:05PM
Noida | Site Staging Area -> old Nodia site -> Noida ESR -> Chatsworth Products: T10xx-xxx #1 | Chatsworth Products: T10xx-xxx #1 | RU#38 | SSAIX |  | IBM | P-Series | p6-520 | IBMM755 |  |  |  | Aug 26 2015 4:57PM
Noida | Site Staging Area -> old Nodia site -> Noida ESR -> Chatsworth Products: T10xx-xxx #1 | Chatsworth Products: T10xx-xxx #1 | RU#38 | ID-INC-MB-3 |  | Apple Computer | Xserve | G5 | APPL015 |  |  |  | Aug 26 2015 5:02PM
Noida | Site Staging Area -> old Nodia site -> Noida ESR -> Chatsworth Products: T10xx-xxx #1 | Chatsworth Products: T10xx-xxx #1 | RU#37 | AI16-EN-MB |  | Apple Computer | Xserve | G5 | APPL015 |  |  |  | Aug 26 2015 5:01PM
Noida | Site Staging Area -> old Nodia site -> Noida ESR -> Chatsworth Products: T10xx-xxx #1 | Chatsworth Products: T10xx-xxx #1 | RU#37 | ID-DAILY-WB-2 |  | Hewlett-Packard | ProLiant Gen6 | DL380 G6 - LFF | HEPD898 |  |  |  | Aug 26 2015 5:03PM
Noida | Site Staging Area -> old Nodia site -> Noida ESR -> Chatsworth Products: T10xx-xxx #1 | Chatsworth Products: T10xx-xxx #1 | RU#37 | PERF-SOL |  | SUN Microsystems | Enterprise | M3000 | SUN062 |  |  |  | Aug 26 2015 5:00PM
Noida | Site Staging Area -> old Nodia site -> Noida ESR -> Chatsworth Products: T10xx-xxx #1 | Chatsworth Products: T10xx-xxx #1 | RU#37 | FslabSun |  | SUN Microsystems | Sun Fire | V240 | SUN182 |  |  |  | Aug 26 2015 4:53PM
Noida | Site Staging Area -> old Nodia site -> Noida ESR -> Chatsworth Products: T10xx-xxx #1 | Chatsworth Products: T10xx-xxx #1 | RU#37 | AixConnector |  | IBM | P-Series | p5-520 | IBMN169 |  |  |  | Aug 26 2015 4:56PM
Noida | Site Staging Area -> old Nodia site -> Noida ESR -> Chatsworth Products: T10xx-xxx #1 | Chatsworth Products: T10xx-xxx #1 | RU#37 | CONNECTDB01 |  | Hewlett-Packard | ProLiant Gen7 | DL380 G7-LFF | HEPK281 |  |  |  | Aug 26 2015 4:44PM
Noida | Site Staging Area -> old Nodia site -> Noida ESR -> Chatsworth Products: T10xx-xxx #1 | Chatsworth Products: T10xx-xxx #1 | RU#37 | CONNPROD14 |  | Hewlett-Packard | ProLiant | DL 360 G5 | HEPA599 |  |  |  | Aug 26 2015 4:49PM
Noida | Site Staging Area -> old Nodia site -> Noida ESR -> Chatsworth Products: T10xx-xxx #1 | Chatsworth Products: T10xx-xxx #1 | RU#36 | CONNPROD15 |  | Hewlett-Packard | ProLiant | DL 360 G5 | HEPA599 |  |  |  | Aug 26 2015 4:49PM
Noida | Site Staging Area -> old Nodia site -> Noida ESR -> Chatsworth Products: T10xx-xxx #1 | Chatsworth Products: T10xx-xxx #1 | RU#36 | ESXHOST01 |  | Hewlett-Packard | ProLiant Gen6 | DL360 G6 | HEPD899 |  |  |  | Aug 26 2015 4:44PM
Noida | Site Staging Area -> old Nodia site -> Noida ESR -> Chatsworth Products: T10xx-xxx #1 | Chatsworth Products: T10xx-xxx #1 | RU#36 | ESX-TERTIO |  | Dell Computer | PowerEdge | PowerEdge 2950 (SAS)-Close View | DELL775 |  |  |  | Aug 26 2015 5:05PM
Noida | Site Staging Area -> old Nodia site -> Noida ESR -> Chatsworth Products: T10xx-xxx #1 | Chatsworth Products: T10xx-xxx #1 | RU#36 | OOBE-APPSERVER |  | Hewlett-Packard | ProLiant Gen7 | DL380 G7-SFF | HEPK280 |  |  |  | Aug 26 2015 4:57PM
Noida | Site Staging Area -> old Nodia site -> Noida ESR -> Chatsworth Products: T10xx-xxx #1 | Chatsworth Products: T10xx-xxx #1 | RU#35 | AMT-VMHOST6 |  | Hewlett-Packard | ProLiant Gen6 | DL380 G6 - LFF | HEPD898 |  |  |  | Aug 26 2015 5:03PM
Noida | Site Staging Area -> old Nodia site -> Noida ESR -> Chatsworth Products: T10xx-xxx #1 | Chatsworth Products: T10xx-xxx #1 | RU#35 | EDTSERVER2 |  | Hewlett-Packard | ProLiant Gen6 | DL380 G6 - LFF | HEPD898 |  |  |  | Aug 26 2015 5:01PM
Noida | Site Staging Area -> old Nodia site -> Noida ESR -> Chatsworth Products: T10xx-xxx #1 | Chatsworth Products: T10xx-xxx #1 | RU#35 | ESXHOST02 |  | Hewlett-Packard | ProLiant Gen6 | DL360 G6 | HEPD899 |  |  |  | Aug 26 2015 4:44PM
Noida | Site Staging Area -> old Nodia site -> Noida ESR -> Chatsworth Products: T10xx-xxx #1 | Chatsworth Products: T10xx-xxx #1 | RU#35 | Shelf |  | Generic Equipment Set | Shelf | 19 Inch 1U Shelf | GENR944 |  |  |  | Aug 26 2015 4:45PM
Noida | Site Staging Area -> old Nodia site -> Noida ESR -> Chatsworth Products: T10xx-xxx #1 | Chatsworth Products: T10xx-xxx #1 | RU#35 | CONNPROD16 |  | Hewlett-Packard | ProLiant | DL 360 G5 | HEPA599 |  |  |  | Aug 26 2015 4:49PM
Noida | Site Staging Area -> old Nodia site -> Noida ESR -> Chatsworth Products: T10xx-xxx #1 | Chatsworth Products: T10xx-xxx #1 | RU#35 | Sunimage |  | SUN Microsystems | Sun Fire | V240 | SUN182 |  |  |  | Aug 26 2015 4:53PM
Noida | Site Staging Area -> old Nodia site -> Noida ESR -> Chatsworth Products: T10xx-xxx #1 | Chatsworth Products: T10xx-xxx #1 | RU#34 | CONNDB01 |  | Hewlett-Packard | ProLiant | DL 360 G5 | HEPA599 |  |  |  | Aug 26 2015 4:52PM
Noida | Site Staging Area -> old Nodia site -> Noida ESR -> Chatsworth Products: T10xx-xxx #1 | Chatsworth Products: T10xx-xxx #1 | RU#34 | CONNPROD17 |  | Hewlett-Packard | ProLiant | DL 360 G5 | HEPA599 |  |  |  | Aug 26 2015 4:49PM
Noida | Site Staging Area -> old Nodia site -> Noida ESR -> Chatsworth Products: T10xx-xxx #1 | Chatsworth Products: T10xx-xxx #1 | RU#34 | F5 Networks: BIG-IP 1600 #2 |  | F5 Networks | BIG-IP | BIG-IP 1600 | F5LA041 |  |  |  | Aug 26 2015 4:45PM
Noida | Site Staging Area -> old Nodia site -> Noida ESR -> Chatsworth Products: T10xx-xxx #1 | Chatsworth Products: T10xx-xxx #1 | RU#34 | ESXHOST03 |  | Hewlett-Packard | ProLiant Gen6 | DL360 G6 | HEPD899 |  |  |  | Aug 26 2015 4:44PM
Noida | Site Staging Area -> old Nodia site -> Noida ESR -> Chatsworth Products: T10xx-xxx #1 | Chatsworth Products: T10xx-xxx #1 | RU#34 | ESX-ALTERA |  | Dell Computer | PowerEdge | PowerEdge 2950 (SAS)-Close View | DELL775 |  |  |  | Aug 26 2015 5:04PM
Noida | Site Staging Area -> old Nodia site -> Noida ESR -> Chatsworth Products: T10xx-xxx #1 | Chatsworth Products: T10xx-xxx #1 | RU#34 | HP/Compaq: rx2660 #1 |  | Hewlett-Packard | Integrity | rx2660 | HEPD058 |  |  |  | Aug 26 2015 4:57PM
Noida | Site Staging Area -> old Nodia site -> Noida ESR -> Chatsworth Products: T10xx-xxx #1 | Chatsworth Products: T10xx-xxx #1 | RU#33 | PERF-AIX |  | IBM | P-Series | p6-520 | IBMM755 |  |  |  | Aug 26 2015 4:59PM
Noida | Site Staging Area -> old Nodia site -> Noida ESR -> Chatsworth Products: T10xx-xxx #1 | Chatsworth Products: T10xx-xxx #1 | RU#33 | EDTSERVER1 |  | Hewlett-Packard | ProLiant Gen6 | DL380 G6 - LFF | HEPD898 |  |  |  | Aug 26 2015 5:01PM
Noida | Site Staging Area -> old Nodia site -> Noida ESR -> Chatsworth Products: T10xx-xxx #1 | Chatsworth Products: T10xx-xxx #1 | RU#33 | PMSOL |  | SUN Microsystems | Enterprise | M3000 | SUN062 |  |  |  | Aug 26 2015 5:03PM
Noida | Site Staging Area -> old Nodia site -> Noida ESR -> Chatsworth Products: T10xx-xxx #1 | Chatsworth Products: T10xx-xxx #1 | RU#33 | CONNECTDIAL |  | Hewlett-Packard | ProLiant | DL 360 G5 | HEPA599 |  |  |  | Aug 26 2015 4:44PM
Noida | Site Staging Area -> old Nodia site -> Noida ESR -> Chatsworth Products: T10xx-xxx #1 | Chatsworth Products: T10xx-xxx #1 | RU#33 | CONNPROD18 |  | Hewlett-Packard | ProLiant | DL 360 G5 | HEPA599 |  |  |  | Aug 26 2015 4:49PM
Noida | Site Staging Area -> old Nodia site -> Noida ESR -> Chatsworth Products: T10xx-xxx #1 | Chatsworth Products: T10xx-xxx #1 | RU#33 | F5 Networks: BIG-IP 1600 #1 |  | F5 Networks | BIG-IP | BIG-IP 1600 | F5LA041 |  |  |  | Aug 26 2015 4:45PM
Noida | Site Staging Area -> old Nodia site -> Noida ESR -> Chatsworth Products: T10xx-xxx #1 | Chatsworth Products: T10xx-xxx #1 | RU#33 | CONNWEB01 |  | Hewlett-Packard | ProLiant | DL 360 G5 | HEPA599 |  |  |  | Aug 26 2015 4:52PM
Noida | Site Staging Area -> old Nodia site -> Noida ESR -> Chatsworth Products: T10xx-xxx #1 | Chatsworth Products: T10xx-xxx #1 | RU#33 | TM2FARM-aix1 |  | IBM | P-Series | p5-520 | IBMN169 |  |  |  | Aug 26 2015 4:55PM
Noida | Site Staging Area -> old Nodia site -> Noida ESR -> Chatsworth Products: T10xx-xxx #1 | Chatsworth Products: T10xx-xxx #1 | RU#32 | CONNAPP03 |  | Hewlett-Packard | ProLiant | DL 360 G5 | HEPA599 |  |  |  | Aug 26 2015 4:51PM
Noida | Site Staging Area -> old Nodia site -> Noida ESR -> Chatsworth Products: T10xx-xxx #1 | Chatsworth Products: T10xx-xxx #1 | RU#32 | CONNPROD19 |  | Hewlett-Packard | ProLiant | DL 360 G5 | HEPA599 |  |  |  | Aug 26 2015 4:49PM
Noida | Site Staging Area -> old Nodia site -> Noida ESR -> Chatsworth Products: T10xx-xxx #1 | Chatsworth Products: T10xx-xxx #1 | RU#32 | CONNCLIENT01 |  | Hewlett-Packard | ProLiant | DL 360 G5 | HEPA599 |  |  |  | Aug 26 2015 4:44PM
Noida | Site Staging Area -> old Nodia site -> Noida ESR -> Chatsworth Products: T10xx-xxx #1 | Chatsworth Products: T10xx-xxx #1 | RU#32 | Noida Sandbox-fw |  | NetScreen Technologies | NetScreen | NetScreen-208 | NSTI013 |  |  |  | Aug 26 2015 4:45PM
Noida | Site Staging Area -> old Nodia site -> Noida ESR -> Chatsworth Products: T10xx-xxx #1 | Chatsworth Products: T10xx-xxx #1 | RU#32 | ESX-PRIME |  | Dell Computer | PowerEdge | PowerEdge 2950 (SAS)-Close View | DELL775 |  |  |  | Aug 26 2015 5:04PM
Noida | Site Staging Area -> old Nodia site -> Noida ESR -> Chatsworth Products: T10xx-xxx #1 | Chatsworth Products: T10xx-xxx #1 | RU#32 | Dell: PowerEdge 2950 #2 |  | Dell Computer | PowerEdge | PowerEdge 2950 (SAS)-Close View | DELL775 |  |  |  | Aug 26 2015 4:57PM
Noida | Site Staging Area -> old Nodia site -> Noida ESR -> Chatsworth Products: T10xx-xxx #1 | Chatsworth Products: T10xx-xxx #1 | RU#31 | SULTAN |  | SUN Microsystems | Enterprise | M3000 | SUN062 |  |  |  | Aug 26 2015 4:59PM
Noida | Site Staging Area -> old Nodia site -> Noida ESR -> Chatsworth Products: T10xx-xxx #1 | Chatsworth Products: T10xx-xxx #1 | RU#31 | ID-INC-WB-1 |  | Hewlett-Packard | ProLiant Gen6 | DL380 G6 - LFF | HEPD898 |  |  |  | Aug 26 2015 5:01PM
Noida | Site Staging Area -> old Nodia site -> Noida ESR -> Chatsworth Products: T10xx-xxx #1 | Chatsworth Products: T10xx-xxx #1 | RU#31 | Noida Sandbox-ILO |  | Cisco Systems | Catalyst 2950 | 2950SX-48-SI | CISO259 |  |  |  | Aug 26 2015 4:45PM
Noida | Site Staging Area -> old Nodia site -> Noida ESR -> Chatsworth Products: T10xx-xxx #1 | Chatsworth Products: T10xx-xxx #1 | RU#31 | CONNCLIENT22 |  | Hewlett-Packard | ProLiant | DL 360 G5 | HEPA599 |  |  |  | Aug 26 2015 4:44PM
Noida | Site Staging Area -> old Nodia site -> Noida ESR -> Chatsworth Products: T10xx-xxx #1 | Chatsworth Products: T10xx-xxx #1 | RU#31 | CONNPROD20 |  | Hewlett-Packard | ProLiant | DL 360 G5 | HEPA599 |  |  |  | Aug 26 2015 4:48PM
Noida | Site Staging Area -> old Nodia site -> Noida ESR -> Chatsworth Products: T10xx-xxx #1 | Chatsworth Products: T10xx-xxx #1 | RU#31 | CONNAPP02 |  | Hewlett-Packard | ProLiant | DL 360 G5 | HEPA599 |  |  |  | Aug 26 2015 4:51PM
Noida | Site Staging Area -> old Nodia site -> Noida ESR -> Chatsworth Products: T10xx-xxx #1 | Chatsworth Products: T10xx-xxx #1 | RU#31 | AixWhite |  | IBM | P-Series | p5-520 | IBMN169 |  |  |  | Aug 26 2015 4:53PM
Noida | Site Staging Area -> old Nodia site -> Noida ESR -> Chatsworth Products: T10xx-xxx #1 | Chatsworth Products: T10xx-xxx #1 | RU#31 | Con-Aix1 |  | IBM | P-Series | p5-520 | IBMN169 |  |  |  | Aug 26 2015 4:55PM
Noida | Site Staging Area -> old Nodia site -> Noida ESR -> Chatsworth Products: T10xx-xxx #1 | Chatsworth Products: T10xx-xxx #1 | RU#30 | Jam |  | Dell Computer | PowerEdge | PowerEdge 1950 (Close View) | DELL784 |  |  |  | Aug 26 2015 4:53PM
Noida | Site Staging Area -> old Nodia site -> Noida ESR -> Chatsworth Products: T10xx-xxx #1 | Chatsworth Products: T10xx-xxx #1 | RU#30 | CONNDC01 |  | Hewlett-Packard | ProLiant | DL 360 G5 | HEPA599 |  |  |  | Aug 26 2015 4:51PM
Noida | Site Staging Area -> old Nodia site -> Noida ESR -> Chatsworth Products: T10xx-xxx #1 | Chatsworth Products: T10xx-xxx #1 | RU#30 | CONNPROD21 |  | Hewlett-Packard | ProLiant | DL 360 G5 | HEPA599 |  |  |  | Aug 26 2015 4:48PM
Noida | Site Staging Area -> old Nodia site -> Noida ESR -> Chatsworth Products: T10xx-xxx #1 | Chatsworth Products: T10xx-xxx #1 | RU#30 | CONNCLIENT21 |  | Hewlett-Packard | ProLiant | DL 360 G5 | HEPA599 |  |  |  | Aug 26 2015 4:44PM
Noida | Site Staging Area -> old Nodia site -> Noida ESR -> Chatsworth Products: T10xx-xxx #1 | Chatsworth Products: T10xx-xxx #1 | RU#30 | Noida CCTV3 |  | Hewlett-Packard | ProLiant | DL380 G5 | HEPA633 |  |  |  | Aug 26 2015 4:42PM
Noida | Site Staging Area -> old Nodia site -> Noida ESR -> Chatsworth Products: T10xx-xxx #1 | Chatsworth Products: T10xx-xxx #1 | RU#30 | IMAGER |  | SUN Microsystems | Sun Fire | V240 | SUN182 |  |  |  | Aug 26 2015 5:04PM
Noida | Site Staging Area -> old Nodia site -> Noida ESR -> Chatsworth Products: T10xx-xxx #1 | Chatsworth Products: T10xx-xxx #1 | RU#29 | SOL10 |  | SUN Microsystems | Sun Fire | V210 | SUN184 |  |  |  | Aug 26 2015 5:04PM
Noida | Site Staging Area -> old Nodia site -> Noida ESR -> Chatsworth Products: T10xx-xxx #1 | Chatsworth Products: T10xx-xxx #1 | RU#29 | ID-INC-WB-2 |  | Hewlett-Packard | ProLiant Gen6 | DL380 G6 - LFF | HEPD898 |  |  |  | Aug 26 2015 5:01PM
Noida | Site Staging Area -> old Nodia site -> Noida ESR -> Chatsworth Products: T10xx-xxx #1 | Chatsworth Products: T10xx-xxx #1 | RU#29 | CHETAK |  | IBM | P-Series | p6-520 | IBMM755 |  |  |  | Aug 26 2015 5:02PM
Noida | Site Staging Area -> old Nodia site -> Noida ESR -> Chatsworth Products: T10xx-xxx #1 | Chatsworth Products: T10xx-xxx #1 | RU#29 | CONNCLIENT14 |  | Hewlett-Packard | ProLiant | DL 360 G5 | HEPA599 |  |  |  | Aug 26 2015 4:44PM
Noida | Site Staging Area -> old Nodia site -> Noida ESR -> Chatsworth Products: T10xx-xxx #1 | Chatsworth Products: T10xx-xxx #1 | RU#29 | CONNPROD22 |  | Hewlett-Packard | ProLiant | DL 360 G5 | HEPA599 |  |  |  | Aug 26 2015 4:48PM
Noida | Site Staging Area -> old Nodia site -> Noida ESR -> Chatsworth Products: T10xx-xxx #1 | Chatsworth Products: T10xx-xxx #1 | RU#29 | CONNPROD50 |  | Hewlett-Packard | ProLiant | DL 360 G5 | HEPA599 |  |  |  | Aug 26 2015 4:51PM
Noida | Site Staging Area -> old Nodia site -> Noida ESR -> Chatsworth Products: T10xx-xxx #1 | Chatsworth Products: T10xx-xxx #1 | RU#29 | Pdflqe-aix |  | IBM | P-Series | p6-520 | IBMM755 |  |  |  | Aug 26 2015 4:55PM
Noida | Site Staging Area -> old Nodia site -> Noida ESR -> Chatsworth Products: T10xx-xxx #1 | Chatsworth Products: T10xx-xxx #1 | RU#28 | VIOS |  | IBM | P-Series | p6-520 | IBMM755 |  |  |  | Aug 26 2015 4:57PM
Noida | Site Staging Area -> old Nodia site -> Noida ESR -> Chatsworth Products: T10xx-xxx #1 | Chatsworth Products: T10xx-xxx #1 | RU#28 | CONNPROD49 |  | Hewlett-Packard | ProLiant | DL 360 G5 | HEPA599 |  |  |  | Aug 26 2015 4:51PM
Noida | Site Staging Area -> old Nodia site -> Noida ESR -> Chatsworth Products: T10xx-xxx #1 | Chatsworth Products: T10xx-xxx #1 | RU#28 | CONNPROD23 |  | Hewlett-Packard | ProLiant | DL 360 G5 | HEPA599 |  |  |  | Aug 26 2015 4:48PM
Noida | Site Staging Area -> old Nodia site -> Noida ESR -> Chatsworth Products: T10xx-xxx #1 | Chatsworth Products: T10xx-xxx #1 | RU#28 | CONNCLIENT13 |  | Hewlett-Packard | ProLiant | DL 360 G5 | HEPA599 |  |  |  | Aug 26 2015 4:43PM
Noida | Site Staging Area -> old Nodia site -> Noida ESR -> Chatsworth Products: T10xx-xxx #1 | Chatsworth Products: T10xx-xxx #1 | RU#28 | ESG-INDIA-SOL |  | SUN Microsystems | Sun Fire | V240 | SUN182 |  |  |  | Aug 26 2015 4:42PM
Noida | Site Staging Area -> old Nodia site -> Noida ESR -> Chatsworth Products: T10xx-xxx #1 | Chatsworth Products: T10xx-xxx #1 | RU#28 | TM2FARM-SOLARIS3 |  | SUN Microsystems | Enterprise | T5140 | SUNM143 |  |  |  | Aug 26 2015 5:02PM
Noida | Site Staging Area -> old Nodia site -> Noida ESR -> Chatsworth Products: T10xx-xxx #1 | Chatsworth Products: T10xx-xxx #1 | RU#27 | AMT-VMHOST4 |  | Hewlett-Packard | ProLiant | DL380 G5 | HEPA633 |  |  |  | Aug 26 2015 5:04PM
Noida | Site Staging Area -> old Nodia site -> Noida ESR -> Chatsworth Products: T10xx-xxx #1 | Chatsworth Products: T10xx-xxx #1 | RU#27 | PDFL-SOLARIS2 |  | SUN Microsystems | Enterprise | T5140 | SUNM143 |  |  |  | Aug 26 2015 5:02PM
Noida | Site Staging Area -> old Nodia site -> Noida ESR -> Chatsworth Products: T10xx-xxx #1 | Chatsworth Products: T10xx-xxx #1 | RU#27 | ID-DAILY-WB-3 |  | Hewlett-Packard | ProLiant Gen6 | DL380 G6 - LFF | HEPD898 |  |  |  | Aug 26 2015 5:01PM
Noida | Site Staging Area -> old Nodia site -> Noida ESR -> Chatsworth Products: T10xx-xxx #1 | Chatsworth Products: T10xx-xxx #1 | RU#27 | PMAIX |  | IBM | P-Series | p6-520 | IBMM755 |  |  |  | Aug 26 2015 4:59PM
Noida | Site Staging Area -> old Nodia site -> Noida ESR -> Chatsworth Products: T10xx-xxx #1 | Chatsworth Products: T10xx-xxx #1 | RU#27 | CONNCLIENT12 |  | Hewlett-Packard | ProLiant | DL 360 G5 | HEPA599 |  |  |  | Aug 26 2015 4:43PM
Noida | Site Staging Area -> old Nodia site -> Noida ESR -> Chatsworth Products: T10xx-xxx #1 | Chatsworth Products: T10xx-xxx #1 | RU#27 | CONNPROD24 |  | Hewlett-Packard | ProLiant | DL 360 G5 | HEPA599 |  |  |  | Aug 26 2015 4:48PM
Noida | Site Staging Area -> old Nodia site -> Noida ESR -> Chatsworth Products: T10xx-xxx #1 | Chatsworth Products: T10xx-xxx #1 | RU#27 | CONNPROD48 |  | Hewlett-Packard | ProLiant | DL 360 G5 | HEPA599 |  |  |  | Aug 26 2015 4:51PM
Noida | Site Staging Area -> old Nodia site -> Noida ESR -> Chatsworth Products: T10xx-xxx #1 | Chatsworth Products: T10xx-xxx #1 | RU#26 | CONNPROD47 |  | Hewlett-Packard | ProLiant | DL 360 G5 | HEPA599 |  |  |  | Aug 26 2015 4:51PM
Noida | Site Staging Area -> old Nodia site -> Noida ESR -> Chatsworth Products: T10xx-xxx #1 | Chatsworth Products: T10xx-xxx #1 | RU#26 | AixGreen |  | IBM | P-Series | p5-520 | IBMN169 |  |  |  | Aug 26 2015 4:53PM
Noida | Site Staging Area -> old Nodia site -> Noida ESR -> Chatsworth Products: T10xx-xxx #1 | Chatsworth Products: T10xx-xxx #1 | RU#26 | HP/Compaq: rx2660 #2 |  | Hewlett-Packard | Integrity | rx2660 | HEPD058 |  |  |  | Aug 26 2015 4:57PM
Noida | Site Staging Area -> old Nodia site -> Noida ESR -> Chatsworth Products: T10xx-xxx #1 | Chatsworth Products: T10xx-xxx #1 | RU#26 | SSAIX |  | IBM | P-Series | p5-520 | IBMN169 |  |  |  | Aug 26 2015 4:55PM
Noida | Site Staging Area -> old Nodia site -> Noida ESR -> Chatsworth Products: T10xx-xxx #1 | Chatsworth Products: T10xx-xxx #1 | RU#26 | CONNPROD25 |  | Hewlett-Packard | ProLiant | DL 360 G5 | HEPA599 |  |  |  | Aug 26 2015 4:48PM
Noida | Site Staging Area -> old Nodia site -> Noida ESR -> Chatsworth Products: T10xx-xxx #1 | Chatsworth Products: T10xx-xxx #1 | RU#26 | CONNCLIENT11 |  | Hewlett-Packard | ProLiant | DL 360 G5 | HEPA599 |  |  |  | Aug 26 2015 4:43PM
Noida | Site Staging Area -> old Nodia site -> Noida ESR -> Chatsworth Products: T10xx-xxx #1 | Chatsworth Products: T10xx-xxx #1 | RU#26 | Dell: PowerEdge 1950 #2 |  | Dell Computer | PowerEdge | PowerEdge 1950 (Close View) | DELL784 |  |  |  | Aug 26 2015 4:59PM
Noida | Site Staging Area -> old Nodia site -> Noida ESR -> Chatsworth Products: T10xx-xxx #1 | Chatsworth Products: T10xx-xxx #1 | RU#26 | CONNDB02 |  | Hewlett-Packard | ProLiant | DL 360 G5 | HEPA599 |  |  |  | Aug 26 2015 5:01PM
Noida | Site Staging Area -> old Nodia site -> Noida ESR -> Chatsworth Products: T10xx-xxx #1 | Chatsworth Products: T10xx-xxx #1 | RU#25 | AMT-VMHOST5 |  | Hewlett-Packard | ProLiant | DL380 G5 | HEPA633 |  |  |  | Aug 26 2015 5:04PM
Noida | Site Staging Area -> old Nodia site -> Noida ESR -> Chatsworth Products: T10xx-xxx #1 | Chatsworth Products: T10xx-xxx #1 | RU#25 | IN-RADO |  | SUN Microsystems | Sun Fire | V240 | SUN182 |  |  |  | Aug 26 2015 5:02PM
Noida | Site Staging Area -> old Nodia site -> Noida ESR -> Chatsworth Products: T10xx-xxx #1 | Chatsworth Products: T10xx-xxx #1 | RU#25 | HP/Compaq: DL145 #1 |  | Hewlett-Packard | ProLiant | DL145 | HP932 |  |  |  | Aug 26 2015 4:59PM
Noida | Site Staging Area -> old Nodia site -> Noida ESR -> Chatsworth Products: T10xx-xxx #1 | Chatsworth Products: T10xx-xxx #1 | RU#25 | CONNAPP05 |  | Hewlett-Packard | ProLiant | DL 360 G5 | HEPA599 |  |  |  | Aug 26 2015 5:01PM
Noida | Site Staging Area -> old Nodia site -> Noida ESR -> Chatsworth Products: T10xx-xxx #1 | Chatsworth Products: T10xx-xxx #1 | RU#25 | CONNCLIENT10 |  | Hewlett-Packard | ProLiant | DL 360 G5 | HEPA599 |  |  |  | Aug 26 2015 4:43PM
Noida | Site Staging Area -> old Nodia site -> Noida ESR -> Chatsworth Products: T10xx-xxx #1 | Chatsworth Products: T10xx-xxx #1 | RU#25 | CONNPROD26 |  | Hewlett-Packard | ProLiant | DL 360 G5 | HEPA599 |  |  |  | Aug 26 2015 4:48PM
Noida | Site Staging Area -> old Nodia site -> Noida ESR -> Chatsworth Products: T10xx-xxx #1 | Chatsworth Products: T10xx-xxx #1 | RU#25 | Coolaix |  | IBM | P-Series | p5-520 | IBMN169 |  |  |  | Aug 26 2015 4:55PM
Noida | Site Staging Area -> old Nodia site -> Noida ESR -> Chatsworth Products: T10xx-xxx #1 | Chatsworth Products: T10xx-xxx #1 | RU#25 | IN-OMEGA |  | Hewlett-Packard | ProLiant | DL360 G4 | HEPA155 |  |  |  | Aug 26 2015 4:57PM
Noida | Site Staging Area -> old Nodia site -> Noida ESR -> Chatsworth Products: T10xx-xxx #1 | Chatsworth Products: T10xx-xxx #1 | RU#25 | CONNPROD46 |  | Hewlett-Packard | ProLiant | DL 360 G5 | HEPA599 |  |  |  | Aug 26 2015 4:51PM
Noida | Site Staging Area -> old Nodia site -> Noida ESR -> Chatsworth Products: T10xx-xxx #1 | Chatsworth Products: T10xx-xxx #1 | RU#24 | HP/Compaq: DL360 G5 #11 |  | Hewlett-Packard | ProLiant | DL 360 G5 | HEPA599 |  |  |  | Aug 26 2015 4:51PM
Noida | Site Staging Area -> old Nodia site -> Noida ESR -> Chatsworth Products: T10xx-xxx #1 | Chatsworth Products: T10xx-xxx #1 | RU#24 | IN-SWATCH |  | Hewlett-Packard | ProLiant | DL360 G4 | HEPA155 |  |  |  | Aug 26 2015 4:57PM
Noida | Site Staging Area -> old Nodia site -> Noida ESR -> Chatsworth Products: T10xx-xxx #1 | Chatsworth Products: T10xx-xxx #1 | RU#24 | CONNPROD27 |  | Hewlett-Packard | ProLiant | DL 360 G5 | HEPA599 |  |  |  | Aug 26 2015 4:47PM
Noida | Site Staging Area -> old Nodia site -> Noida ESR -> Chatsworth Products: T10xx-xxx #1 | Chatsworth Products: T10xx-xxx #1 | RU#24 | CONNCLIENT09 |  | Hewlett-Packard | ProLiant | DL 360 G5 | HEPA599 |  |  |  | Aug 26 2015 4:43PM
Noida | Site Staging Area -> old Nodia site -> Noida ESR -> Chatsworth Products: T10xx-xxx #1 | Chatsworth Products: T10xx-xxx #1 | RU#24 | CONNAPP04 |  | Hewlett-Packard | ProLiant | DL 360 G5 | HEPA599 |  |  |  | Aug 26 2015 5:01PM
Noida | Site Staging Area -> old Nodia site -> Noida ESR -> Chatsworth Products: T10xx-xxx #1 | Chatsworth Products: T10xx-xxx #1 | RU#24 | HP/Compaq: DL145 #2 |  | Hewlett-Packard | ProLiant | DL145 | HP932 |  |  |  | Aug 26 2015 4:59PM
Noida | Site Staging Area -> old Nodia site -> Noida ESR -> Chatsworth Products: T10xx-xxx #1 | Chatsworth Products: T10xx-xxx #1 | RU#24 | GREENSOL |  | SUN Microsystems | Sun Fire | V215 | SUN902 |  |  |  | Aug 26 2015 5:04PM
Noida | Site Staging Area -> old Nodia site -> Noida ESR -> Chatsworth Products: T10xx-xxx #1 | Chatsworth Products: T10xx-xxx #1 | RU#23 | PDFGSOL |  | SUN Microsystems | Sun Fire | V210 | SUN184 |  |  |  | Aug 26 2015 5:04PM
Noida | Site Staging Area -> old Nodia site -> Noida ESR -> Chatsworth Products: T10xx-xxx #1 | Chatsworth Products: T10xx-xxx #1 | RU#23 | CANCER |  | Hewlett-Packard | HP 9000 | rp3410-2 | HP996 |  |  |  | Aug 26 2015 5:02PM
Noida | Site Staging Area -> old Nodia site -> Noida ESR -> Chatsworth Products: T10xx-xxx #1 | Chatsworth Products: T10xx-xxx #1 | RU#23 | CONNPROD28 |  | Hewlett-Packard | ProLiant | DL 360 G5 | HEPA599 |  |  |  | Aug 26 2015 4:47PM
Noida | Site Staging Area -> old Nodia site -> Noida ESR -> Chatsworth Products: T10xx-xxx #1 | Chatsworth Products: T10xx-xxx #1 | RU#23 | IN-ROLEX |  | Hewlett-Packard | ProLiant | DL360 G4 | HEPA155 |  |  |  | Aug 26 2015 4:56PM
Noida | Site Staging Area -> old Nodia site -> Noida ESR -> Chatsworth Products: T10xx-xxx #1 | Chatsworth Products: T10xx-xxx #1 | RU#23 | HP/Compaq: DL360 G5 #19 |  | Hewlett-Packard | ProLiant | DL 360 G5 | HEPA599 |  |  |  | Aug 26 2015 4:50PM
Noida | Site Staging Area -> old Nodia site -> Noida ESR -> Chatsworth Products: T10xx-xxx #1 | Chatsworth Products: T10xx-xxx #1 | RU#22 | HP/Compaq: DL360 G5 #12 |  | Hewlett-Packard | ProLiant | DL 360 G5 | HEPA599 |  |  |  | Aug 26 2015 4:50PM
Noida | Site Staging Area -> old Nodia site -> Noida ESR -> Chatsworth Products: T10xx-xxx #1 | Chatsworth Products: T10xx-xxx #1 | RU#22 | Aixblack |  | IBM | P-Series | p5-520 | IBMN169 |  |  |  | Aug 26 2015 4:53PM
Noida | Site Staging Area -> old Nodia site -> Noida ESR -> Chatsworth Products: T10xx-xxx #1 | Chatsworth Products: T10xx-xxx #1 | RU#22 | SPGLABINTEL7 |  | Hewlett-Packard | ProLiant | DL360 G4 | HEPA155 |  |  |  | Aug 26 2015 4:56PM
Noida | Site Staging Area -> old Nodia site -> Noida ESR -> Chatsworth Products: T10xx-xxx #1 | Chatsworth Products: T10xx-xxx #1 | RU#22 | Aixform1 |  | IBM | P-Series | p5-520 | IBMN169 |  |  |  | Aug 26 2015 4:54PM
Noida | Site Staging Area -> old Nodia site -> Noida ESR -> Chatsworth Products: T10xx-xxx #1 | Chatsworth Products: T10xx-xxx #1 | RU#22 | CONNPROD29 |  | Hewlett-Packard | ProLiant | DL 360 G5 | HEPA599 |  |  |  | Aug 26 2015 4:47PM
Noida | Site Staging Area -> old Nodia site -> Noida ESR -> Chatsworth Products: T10xx-xxx #1 | Chatsworth Products: T10xx-xxx #1 | RU#22 | CONNCLIENT08 |  | Hewlett-Packard | ProLiant | DL 360 G5 | HEPA599 |  |  |  | Aug 26 2015 4:43PM
Noida | Site Staging Area -> old Nodia site -> Noida ESR -> Chatsworth Products: T10xx-xxx #1 | Chatsworth Products: T10xx-xxx #1 | RU#22 | SUN / Oracle: Enterprise M3000 #1 |  | SUN Microsystems | Enterprise | M3000 | SUN062 |  |  |  | Aug 26 2015 4:42PM
Noida | Site Staging Area -> old Nodia site -> Noida ESR -> Chatsworth Products: T10xx-xxx #1 | Chatsworth Products: T10xx-xxx #1 | RU#22 | SPICE |  | Dell Computer | PowerEdge | PowerEdge 1950 (Close View) | DELL784 |  |  |  | Aug 26 2015 5:04PM
Noida | Site Staging Area -> old Nodia site -> Noida ESR -> Chatsworth Products: T10xx-xxx #1 | Chatsworth Products: T10xx-xxx #1 | RU#22 | AIBASECAMP |  | Dell Computer | PowerEdge | PowerEdge 1950 (Close View) | DELL784 |  |  |  | Aug 26 2015 4:59PM
Noida | Site Staging Area -> old Nodia site -> Noida ESR -> Chatsworth Products: T10xx-xxx #1 | Chatsworth Products: T10xx-xxx #1 | RU#22 | HP/Compaq: rp3440-4 #1 |  | Hewlett-Packard | HP 9000 | rp3440-4 | HP997 |  |  |  | Aug 26 2015 5:01PM
Noida | Site Staging Area -> old Nodia site -> Noida ESR -> Chatsworth Products: T10xx-xxx #1 | Chatsworth Products: T10xx-xxx #1 | RU#21 | HP/Compaq: rx1600 #1 |  | Hewlett-Packard | Integrity | rx1600 | HEPA018 |  |  |  | Aug 26 2015 5:00PM
Noida | Site Staging Area -> old Nodia site -> Noida ESR -> Chatsworth Products: T10xx-xxx #1 | Chatsworth Products: T10xx-xxx #1 | RU#21 | AIPULPOOLD |  | Dell Computer | PowerEdge | PowerEdge 1950 (Close View) | DELL784 |  |  |  | Aug 26 2015 4:58PM
Noida | Site Staging Area -> old Nodia site -> Noida ESR -> Chatsworth Products: T10xx-xxx #1 | Chatsworth Products: T10xx-xxx #1 | RU#21 | MACSERVER2 |  | Apple Computer | Xserve | G5 | APPL015 |  |  |  | Aug 26 2015 5:04PM
Noida | Site Staging Area -> old Nodia site -> Noida ESR -> Chatsworth Products: T10xx-xxx #1 | Chatsworth Products: T10xx-xxx #1 | RU#21 | CONNCLIENT07 |  | Hewlett-Packard | ProLiant | DL 360 G5 | HEPA599 |  |  |  | Aug 26 2015 4:43PM
Noida | Site Staging Area -> old Nodia site -> Noida ESR -> Chatsworth Products: T10xx-xxx #1 | Chatsworth Products: T10xx-xxx #1 | RU#21 | Noida Sandbox-SWA |  | Cisco Systems | Catalyst 4500 | WS-C4506-E | CISO728 |  |  |  | Aug 26 2015 4:45PM
Noida | Site Staging Area -> old Nodia site -> Noida ESR -> Chatsworth Products: T10xx-xxx #1 | Chatsworth Products: T10xx-xxx #1 | RU#21 | CONNPROD30 |  | Hewlett-Packard | ProLiant | DL 360 G5 | HEPA599 |  |  |  | Aug 26 2015 4:47PM
Noida | Site Staging Area -> old Nodia site -> Noida ESR -> Chatsworth Products: T10xx-xxx #1 | Chatsworth Products: T10xx-xxx #1 | RU#21 | AIXCentral |  | IBM | P-Series | p5-520 | IBMN169 |  |  |  | Aug 26 2015 4:55PM
Noida | Site Staging Area -> old Nodia site -> Noida ESR -> Chatsworth Products: T10xx-xxx #1 | Chatsworth Products: T10xx-xxx #1 | RU#21 | FSLABINTEL1 |  | Hewlett-Packard | ProLiant | DL360 G4 | HEPA155 |  |  |  | Aug 26 2015 4:56PM
Noida | Site Staging Area -> old Nodia site -> Noida ESR -> Chatsworth Products: T10xx-xxx #1 | Chatsworth Products: T10xx-xxx #1 | RU#21 | ESR-SWA-02 |  | Cisco Systems | Catalyst 4500 | WS-C4506-E | CISO728 |  |  |  | Aug 26 2015 4:52PM
Noida | Site Staging Area -> old Nodia site -> Noida ESR -> Chatsworth Products: T10xx-xxx #1 | Chatsworth Products: T10xx-xxx #1 | RU#21 | HP/Compaq: DL360 G5 #13 |  | Hewlett-Packard | ProLiant | DL 360 G5 | HEPA599 |  |  |  | Aug 26 2015 4:50PM
Noida | Site Staging Area -> old Nodia site -> Noida ESR -> Chatsworth Products: T10xx-xxx #1 | Chatsworth Products: T10xx-xxx #1 | RU#20 | HP/Compaq: DL360 G5 #14 |  | Hewlett-Packard | ProLiant | DL 360 G5 | HEPA599 |  |  |  | Aug 26 2015 4:50PM
Noida | Site Staging Area -> old Nodia site -> Noida ESR -> Chatsworth Products: T10xx-xxx #1 | Chatsworth Products: T10xx-xxx #1 | RU#20 | CONNPROD31 |  | Hewlett-Packard | ProLiant | DL 360 G5 | HEPA599 |  |  |  | Aug 26 2015 4:47PM
Noida | Site Staging Area -> old Nodia site -> Noida ESR -> Chatsworth Products: T10xx-xxx #1 | Chatsworth Products: T10xx-xxx #1 | RU#20 | CONNCLIENT06 |  | Hewlett-Packard | ProLiant | DL 360 G5 | HEPA599 |  |  |  | Aug 26 2015 4:43PM
Noida | Site Staging Area -> old Nodia site -> Noida ESR -> Chatsworth Products: T10xx-xxx #1 | Chatsworth Products: T10xx-xxx #1 | RU#20 | WINSERVER6 |  | Hewlett-Packard | ProLiant | DL145 G2 | HEPA363 |  |  |  | Aug 26 2015 5:04PM
Noida | Site Staging Area -> old Nodia site -> Noida ESR -> Chatsworth Products: T10xx-xxx #1 | Chatsworth Products: T10xx-xxx #1 | RU#20 | TOOLBOX |  | Hewlett-Packard | ProLiant | DL145 | HP932 |  |  |  | Aug 26 2015 4:58PM
Noida | Site Staging Area -> old Nodia site -> Noida ESR -> Chatsworth Products: T10xx-xxx #1 | Chatsworth Products: T10xx-xxx #1 | RU#19 | SUN / Oracle: V215 #2 |  | SUN Microsystems | Sun Fire | V215 | SUN902 |  |  |  | Aug 26 2015 4:58PM
Noida | Site Staging Area -> old Nodia site -> Noida ESR -> Chatsworth Products: T10xx-xxx #1 | Chatsworth Products: T10xx-xxx #1 | RU#19 | Dell: PowerEdge 1950 #2 |  | Dell Computer | PowerEdge | PowerEdge 1950 (Close View) | DELL784 |  |  |  | Aug 26 2015 5:03PM
Noida | Site Staging Area -> old Nodia site -> Noida ESR -> Chatsworth Products: T10xx-xxx #1 | Chatsworth Products: T10xx-xxx #1 | RU#19 | CONNCLIENT05 |  | Hewlett-Packard | ProLiant | DL 360 G5 | HEPA599 |  |  |  | Aug 26 2015 4:42PM
Noida | Site Staging Area -> old Nodia site -> Noida ESR -> Chatsworth Products: T10xx-xxx #1 | Chatsworth Products: T10xx-xxx #1 | RU#19 | CONNPROD32 |  | Hewlett-Packard | ProLiant | DL 360 G5 | HEPA599 |  |  |  | Aug 26 2015 4:47PM
Noida | Site Staging Area -> old Nodia site -> Noida ESR -> Chatsworth Products: T10xx-xxx #1 | Chatsworth Products: T10xx-xxx #1 | RU#19 | HP/Compaq: DL360 G5 #15 |  | Hewlett-Packard | ProLiant | DL 360 G5 | HEPA599 |  |  |  | Aug 26 2015 4:50PM
Noida | Site Staging Area -> old Nodia site -> Noida ESR -> Chatsworth Products: T10xx-xxx #1 | Chatsworth Products: T10xx-xxx #1 | RU#19 | PDFMSUN |  | SUN Microsystems | Sun Fire | V210 | SUN184 |  |  |  | Aug 26 2015 4:56PM
Noida | Site Staging Area -> old Nodia site -> Noida ESR -> Chatsworth Products: T10xx-xxx #1 | Chatsworth Products: T10xx-xxx #1 | RU#18 | REDSOL |  | SUN Microsystems | Sun Fire | V215 | SUN902 |  |  |  | Aug 26 2015 4:56PM
Noida | Site Staging Area -> old Nodia site -> Noida ESR -> Chatsworth Products: T10xx-xxx #1 | Chatsworth Products: T10xx-xxx #1 | RU#18 | ARSENAL |  | IBM | P-Series | p5-520 | IBMN169 |  |  |  | Aug 26 2015 4:54PM
Noida | Site Staging Area -> old Nodia site -> Noida ESR -> Chatsworth Products: T10xx-xxx #1 | Chatsworth Products: T10xx-xxx #1 | RU#18 | HP/Compaq: DL360 G5 #16 |  | Hewlett-Packard | ProLiant | DL 360 G5 | HEPA599 |  |  |  | Aug 26 2015 4:50PM
Noida | Site Staging Area -> old Nodia site -> Noida ESR -> Chatsworth Products: T10xx-xxx #1 | Chatsworth Products: T10xx-xxx #1 | RU#18 | Form15H |  | IBM | P-Series | p5-520 | IBMN169 |  |  |  | Aug 26 2015 4:53PM
Noida | Site Staging Area -> old Nodia site -> Noida ESR -> Chatsworth Products: T10xx-xxx #1 | Chatsworth Products: T10xx-xxx #1 | RU#18 | CONNPROD33 |  | Hewlett-Packard | ProLiant | DL 360 G5 | HEPA599 |  |  |  | Aug 26 2015 4:47PM
Noida | Site Staging Area -> old Nodia site -> Noida ESR -> Chatsworth Products: T10xx-xxx #1 | Chatsworth Products: T10xx-xxx #1 | RU#18 | CONNCLIENT04 |  | Hewlett-Packard | ProLiant | DL 360 G5 | HEPA599 |  |  |  | Aug 26 2015 4:42PM
Noida | Site Staging Area -> old Nodia site -> Noida ESR -> Chatsworth Products: T10xx-xxx #1 | Chatsworth Products: T10xx-xxx #1 | RU#18 | SUN / Oracle: V240 #2 |  | SUN Microsystems | Sun Fire | V240 | SUN182 |  |  |  | Aug 26 2015 4:42PM
Noida | Site Staging Area -> old Nodia site -> Noida ESR -> Chatsworth Products: T10xx-xxx #1 | Chatsworth Products: T10xx-xxx #1 | RU#18 | Dell: PowerEdge 1950 #3 |  | Dell Computer | PowerEdge | PowerEdge 1950 (Close View) | DELL784 |  |  |  | Aug 26 2015 5:03PM
Noida | Site Staging Area -> old Nodia site -> Noida ESR -> Chatsworth Products: T10xx-xxx #1 | Chatsworth Products: T10xx-xxx #1 | RU#18 | SUN / Oracle: V215 #3 |  | SUN Microsystems | Sun Fire | V215 | SUN902 |  |  |  | Aug 26 2015 4:58PM
Noida | Site Staging Area -> old Nodia site -> Noida ESR -> Chatsworth Products: T10xx-xxx #1 | Chatsworth Products: T10xx-xxx #1 | RU#17 | SUN / Oracle: V215 #4 |  | SUN Microsystems | Sun Fire | V215 | SUN902 |  |  |  | Aug 26 2015 4:58PM
Noida | Site Staging Area -> old Nodia site -> Noida ESR -> Chatsworth Products: T10xx-xxx #1 | Chatsworth Products: T10xx-xxx #1 | RU#17 | UMSOL |  | SUN Microsystems | Sun Fire | V210 | SUN184 |  |  |  | Aug 26 2015 5:03PM
Noida | Site Staging Area -> old Nodia site -> Noida ESR -> Chatsworth Products: T10xx-xxx #1 | Chatsworth Products: T10xx-xxx #1 | RU#17 | CONNCLIENT03 |  | Hewlett-Packard | ProLiant | DL 360 G5 | HEPA599 |  |  |  | Aug 26 2015 4:42PM
Noida | Site Staging Area -> old Nodia site -> Noida ESR -> Chatsworth Products: T10xx-xxx #1 | Chatsworth Products: T10xx-xxx #1 | RU#17 | CONNPROD34 |  | Hewlett-Packard | ProLiant | DL 360 G5 | HEPA599 |  |  |  | Aug 26 2015 4:47PM
Noida | Site Staging Area -> old Nodia site -> Noida ESR -> Chatsworth Products: T10xx-xxx #1 | Chatsworth Products: T10xx-xxx #1 | RU#17 | HP/Compaq: DL360 G5 #17 |  | Hewlett-Packard | ProLiant | DL 360 G5 | HEPA599 |  |  |  | Aug 26 2015 4:50PM
Noida | Site Staging Area -> old Nodia site -> Noida ESR -> Chatsworth Products: T10xx-xxx #1 | Chatsworth Products: T10xx-xxx #1 | RU#17 | AixRed |  | IBM | P-Series | p5-520 | IBMN169 |  |  |  | Aug 26 2015 4:55PM
Noida | Site Staging Area -> old Nodia site -> Noida ESR -> Chatsworth Products: T10xx-xxx #1 | Chatsworth Products: T10xx-xxx #1 | RU#17 | SUNCON |  | SUN Microsystems | Sun Fire | V210 | SUN184 |  |  |  | Aug 26 2015 4:56PM
Noida | Site Staging Area -> old Nodia site -> Noida ESR -> Chatsworth Products: T10xx-xxx #1 | Chatsworth Products: T10xx-xxx #1 | RU#16 | SUNCON1 |  | SUN Microsystems | Sun Fire | V210 | SUN184 |  |  |  | Aug 26 2015 4:56PM
Noida | Site Staging Area -> old Nodia site -> Noida ESR -> Chatsworth Products: T10xx-xxx #1 | Chatsworth Products: T10xx-xxx #1 | RU#16 | HP/Compaq: DL360 G5 #18 |  | Hewlett-Packard | ProLiant | DL 360 G5 | HEPA599 |  |  |  | Aug 26 2015 4:50PM
Noida | Site Staging Area -> old Nodia site -> Noida ESR -> Chatsworth Products: T10xx-xxx #1 | Chatsworth Products: T10xx-xxx #1 | RU#16 | CONNPROD35 |  | Hewlett-Packard | ProLiant | DL 360 G5 | HEPA599 |  |  |  | Aug 26 2015 4:47PM
Noida | Site Staging Area -> old Nodia site -> Noida ESR -> Chatsworth Products: T10xx-xxx #1 | Chatsworth Products: T10xx-xxx #1 | RU#16 | CONNCLIENT02 |  | Hewlett-Packard | ProLiant | DL 360 G5 | HEPA599 |  |  |  | Aug 26 2015 4:42PM
Noida | Site Staging Area -> old Nodia site -> Noida ESR -> Chatsworth Products: T10xx-xxx #1 | Chatsworth Products: T10xx-xxx #1 | RU#16 | FMLABSUN |  | SUN Microsystems | Sun Fire | V210 | SUN184 |  |  |  | Aug 26 2015 5:03PM
Noida | Site Staging Area -> old Nodia site -> Noida ESR -> Chatsworth Products: T10xx-xxx #1 | Chatsworth Products: T10xx-xxx #1 | RU#16 | BLUESOL |  | SUN Microsystems | Sun Fire | V215 | SUN902 |  |  |  | Aug 26 2015 4:58PM
Noida | Site Staging Area -> old Nodia site -> Noida ESR -> Chatsworth Products: T10xx-xxx #1 | Chatsworth Products: T10xx-xxx #1 | RU#16 | Aquarius |  | SUN Microsystems | Sun Fire | V240 | SUN182 |  |  |  | Aug 26 2015 5:00PM
Noida | Site Staging Area -> old Nodia site -> Noida ESR -> Chatsworth Products: T10xx-xxx #1 | Chatsworth Products: T10xx-xxx #1 | RU#15 | BLACKSOL |  | SUN Microsystems | Sun Fire | V215 | SUN902 |  |  |  | Aug 26 2015 4:57PM
Noida | Site Staging Area -> old Nodia site -> Noida ESR -> Chatsworth Products: T10xx-xxx #1 | Chatsworth Products: T10xx-xxx #1 | RU#15 | Form16 |  | SUN Microsystems | Sun Fire | V210 | SUN184 |  |  |  | Aug 26 2015 5:03PM
Noida | Site Staging Area -> old Nodia site -> Noida ESR -> Chatsworth Products: T10xx-xxx #1 | Chatsworth Products: T10xx-xxx #1 | RU#15 | CONNPROD36 |  | Hewlett-Packard | ProLiant | DL 360 G5 | HEPA599 |  |  |  | Aug 26 2015 4:46PM
Noida | Site Staging Area -> old Nodia site -> Noida ESR -> Chatsworth Products: T10xx-xxx #1 | Chatsworth Products: T10xx-xxx #1 | RU#15 | SUNSOL |  | SUN Microsystems | Sun Fire | V210 | SUN184 |  |  |  | Aug 26 2015 4:56PM
Noida | Site Staging Area -> old Nodia site -> Noida ESR -> Chatsworth Products: T10xx-xxx #1 | Chatsworth Products: T10xx-xxx #1 | RU#14 | Aixforms3 |  | IBM | P-Series | p5-520 | IBMN169 |  |  |  | Aug 26 2015 4:54PM
Noida | Site Staging Area -> old Nodia site -> Noida ESR -> Chatsworth Products: T10xx-xxx #1 | Chatsworth Products: T10xx-xxx #1 | RU#14 | CONNNAS01 |  | Hewlett-Packard | ProLiant | DL380 G5 | HEPA633 |  |  |  | Aug 26 2015 4:50PM
Noida | Site Staging Area -> old Nodia site -> Noida ESR -> Chatsworth Products: T10xx-xxx #1 | Chatsworth Products: T10xx-xxx #1 | RU#14 | AixBlue |  | IBM | P-Series | p5-520 | IBMN169 |  |  |  | Aug 26 2015 4:52PM
Noida | Site Staging Area -> old Nodia site -> Noida ESR -> Chatsworth Products: T10xx-xxx #1 | Chatsworth Products: T10xx-xxx #1 | RU#14 | Raritan Computer: DKX2-464 #1 |  | Raritan Computer | Dominion KX II | DKX2-464 | RCI170 |  |  |  | Aug 26 2015 4:52PM
Noida | Site Staging Area -> old Nodia site -> Noida ESR -> Chatsworth Products: T10xx-xxx #1 | Chatsworth Products: T10xx-xxx #1 | RU#14 | CONNPROD37 |  | Hewlett-Packard | ProLiant | DL 360 G5 | HEPA599 |  |  |  | Aug 26 2015 4:46PM
Noida | Site Staging Area -> old Nodia site -> Noida ESR -> Chatsworth Products: T10xx-xxx #1 | Chatsworth Products: T10xx-xxx #1 | RU#14 | SUNOS |  | SUN Microsystems | Sun Fire | V210 | SUN184 |  |  |  | Aug 26 2015 5:03PM
Noida | Site Staging Area -> old Nodia site -> Noida ESR -> Chatsworth Products: T10xx-xxx #1 | Chatsworth Products: T10xx-xxx #1 | RU#14 | WFMLABSUN |  | SUN Microsystems | Sun Fire | V240 | SUN182 |  |  |  | Aug 26 2015 5:00PM
Noida | Site Staging Area -> old Nodia site -> Noida ESR -> Chatsworth Products: T10xx-xxx #1 | Chatsworth Products: T10xx-xxx #1 | RU#13 | CONNPROD38 |  | Hewlett-Packard | ProLiant | DL 360 G5 | HEPA599 |  |  |  | Aug 26 2015 4:46PM
Noida | Site Staging Area -> old Nodia site -> Noida ESR -> Chatsworth Products: T10xx-xxx #1 | Chatsworth Products: T10xx-xxx #1 | RU#13 | Harsha |  | IBM | P-Series | p5-520 | IBMN169 |  |  |  | Aug 26 2015 4:55PM
Noida | Site Staging Area -> old Nodia site -> Noida ESR -> Chatsworth Products: T10xx-xxx #1 | Chatsworth Products: T10xx-xxx #1 | RU#12 | CONNPROD39 |  | Hewlett-Packard | ProLiant | DL 360 G5 | HEPA599 |  |  |  | Aug 26 2015 4:46PM
Noida | Site Staging Area -> old Nodia site -> Noida ESR -> Chatsworth Products: T10xx-xxx #1 | Chatsworth Products: T10xx-xxx #1 | RU#12 | WALNUT |  | SUN Microsystems | Sun Fire | V240 | SUN182 |  |  |  | Aug 26 2015 5:00PM
Noida | Site Staging Area -> old Nodia site -> Noida ESR -> Chatsworth Products: T10xx-xxx #1 | Chatsworth Products: T10xx-xxx #1 | RU#11 | CONNPROD40 |  | Hewlett-Packard | ProLiant | DL 360 G5 | HEPA599 |  |  |  | Aug 26 2015 4:46PM
Noida | Site Staging Area -> old Nodia site -> Noida ESR -> Chatsworth Products: T10xx-xxx #1 | Chatsworth Products: T10xx-xxx #1 | RU#10 | CONNPROD41 |  | Hewlett-Packard | ProLiant | DL 360 G5 | HEPA599 |  |  |  | Aug 26 2015 4:46PM
Noida | Site Staging Area -> old Nodia site -> Noida ESR -> Chatsworth Products: T10xx-xxx #1 | Chatsworth Products: T10xx-xxx #1 | RU#10 | Aiximage |  | IBM | P-Series | p5-520 | IBMN169 |  |  |  | Aug 26 2015 4:54PM
Noida | Site Staging Area -> old Nodia site -> Noida ESR -> Chatsworth Products: T10xx-xxx #1 | Chatsworth Products: T10xx-xxx #1 | RU#10 | AixPink |  | IBM | P-Series | p5-520 | IBMN169 |  |  |  | Aug 26 2015 4:52PM
Noida | Site Staging Area -> old Nodia site -> Noida ESR -> Chatsworth Products: T10xx-xxx #1 | Chatsworth Products: T10xx-xxx #1 | RU#10 | CENHP1 |  | Hewlett-Packard | HP 9000 | rp3410-2 | HP996 |  |  |  | Aug 26 2015 4:42PM
Noida | Site Staging Area -> old Nodia site -> Noida ESR -> Chatsworth Products: T10xx-xxx #1 | Chatsworth Products: T10xx-xxx #1 | RU#10 | PI |  | SUN Microsystems | Sun Fire | V240 | SUN182 |  |  |  | Aug 26 2015 5:00PM
Noida | Site Staging Area -> old Nodia site -> Noida ESR -> Chatsworth Products: T10xx-xxx #1 | Chatsworth Products: T10xx-xxx #1 | RU#09 | CONNPROD42 |  | Hewlett-Packard | ProLiant | DL 360 G5 | HEPA599 |  |  |  | Aug 26 2015 4:46PM
Noida | Site Staging Area -> old Nodia site -> Noida ESR -> Chatsworth Products: T10xx-xxx #1 | Chatsworth Products: T10xx-xxx #1 | RU#08 | CONNPROD43 |  | Hewlett-Packard | ProLiant | DL 360 G5 | HEPA599 |  |  |  | Aug 26 2015 4:46PM
Noida | Site Staging Area -> old Nodia site -> Noida ESR -> Chatsworth Products: T10xx-xxx #1 | Chatsworth Products: T10xx-xxx #1 | RU#08 | SOL9 |  | SUN Microsystems | Sun Fire | V240 | SUN182 |  |  |  | Aug 26 2015 4:54PM
Noida | Site Staging Area -> old Nodia site -> Noida ESR -> Chatsworth Products: T10xx-xxx #1 | Chatsworth Products: T10xx-xxx #1 | RU#08 | HPGOLD |  | Hewlett-Packard | HP 9000 | rp3410-2 | HP996 |  |  |  | Aug 26 2015 4:41PM
Noida | Site Staging Area -> old Nodia site -> Noida ESR -> Chatsworth Products: T10xx-xxx #1 | Chatsworth Products: T10xx-xxx #1 | RU#08 | SIGMA |  | SUN Microsystems | Sun Fire | V240 | SUN182 |  |  |  | Aug 26 2015 5:00PM
Noida | Site Staging Area -> old Nodia site -> Noida ESR -> Chatsworth Products: T10xx-xxx #1 | Chatsworth Products: T10xx-xxx #1 | RU#07 | PANTHER |  | Hewlett-Packard | Integrity | rx1600 | HEPA018 |  |  |  | Aug 26 2015 5:00PM
Noida | Site Staging Area -> old Nodia site -> Noida ESR -> Chatsworth Products: T10xx-xxx #1 | Chatsworth Products: T10xx-xxx #1 | RU#07 | SOLSUN |  | SUN Microsystems | Sun Netra | 210 RoHS-YL Front Open | SUN843 |  |  |  | Aug 26 2015 4:54PM
Noida | Site Staging Area -> old Nodia site -> Noida ESR -> Chatsworth Products: T10xx-xxx #1 | Chatsworth Products: T10xx-xxx #1 | RU#07 | CONNPROD44 |  | Hewlett-Packard | ProLiant | DL 360 G5 | HEPA599 |  |  |  | Aug 26 2015 4:46PM
Noida | Site Staging Area -> old Nodia site -> Noida ESR -> Chatsworth Products: T10xx-xxx #1 | Chatsworth Products: T10xx-xxx #1 | RU#06 | CONNPROD45 |  | Hewlett-Packard | ProLiant | DL 360 G5 | HEPA599 |  |  |  | Aug 26 2015 4:45PM
Noida | Site Staging Area -> old Nodia site -> Noida ESR -> Chatsworth Products: T10xx-xxx #1 | Chatsworth Products: T10xx-xxx #1 | RU#06 | FMLABINTEL2 |  | Hewlett-Packard | ProLiant | DL360 G4 | HEPA155 |  |  |  | Aug 26 2015 4:54PM
Noida | Site Staging Area -> old Nodia site -> Noida ESR -> Chatsworth Products: T10xx-xxx #1 | Chatsworth Products: T10xx-xxx #1 | RU#04 | PRIMUS |  | SUN Microsystems | Sun Fire | T1000 | SUN330 |  |  |  | Aug 26 2015 4:41PM
Noida | Site Staging Area -> old Nodia site -> Noida ESR -> Chatsworth Products: T10xx-xxx #1 | Chatsworth Products: T10xx-xxx #1 | RU#02 | AIX Spice |  | IBM | P-Series | p5-520 | IBMN169 |  |  |  | Aug 26 2015 4:54PM
Noida | Site Staging Area -> old Nodia site -> Noida ESR 2 | Noida ESR 2 |  | QLogic: 9024-CU24-ST2 #2 |  | Qlogic | SilverStorm 9000 | 9024-CU24-ST2 | QLOG084 |  |  |  | Aug 26 2015 4:06PM
Noida | Site Staging Area -> old Nodia site -> Noida ESR 2 | Noida ESR 2 |  | QLogic: 9024-CU24-ST2 #1 |  | Qlogic | SilverStorm 9000 | 9024-CU24-ST2 | QLOG084 |  |  |  | Aug 26 2015 4:06PM
Noida | Site Staging Area -> old Nodia site -> Noida ESR 2 -> Chatsworth Products: T10xx-xxx #1 | Chatsworth Products: T10xx-xxx #1 | RU#28 | Cisco: Catalyst 3750-48TS-S #5 |  | Cisco Systems | Catalyst 3750 | WS-C3750-48TS-S | CISO357 |  |  |  | Aug 26 2015 4:03PM
Noida | Site Staging Area -> old Nodia site -> Noida ESR 2 -> Chatsworth Products: T10xx-xxx #1 | Chatsworth Products: T10xx-xxx #1 | RU#26 | Cisco: Catalyst 3750-48TS-S #4 |  | Cisco Systems | Catalyst 3750 | WS-C3750-48TS-S | CISO357 |  |  |  | Aug 26 2015 4:03PM
Noida | Site Staging Area -> old Nodia site -> Noida ESR 2 -> Chatsworth Products: T10xx-xxx #1 | Chatsworth Products: T10xx-xxx #1 | RU#24 | Cisco: Catalyst 3750-48TS-S #3 |  | Cisco Systems | Catalyst 3750 | WS-C3750-48TS-S | CISO357 |  |  |  | Aug 26 2015 4:03PM
Noida | Site Staging Area -> old Nodia site -> Noida ESR 2 -> Chatsworth Products: T10xx-xxx #1 | Chatsworth Products: T10xx-xxx #1 | RU#22 | Cisco: Catalyst 3750-48TS-S #2 |  | Cisco Systems | Catalyst 3750 | WS-C3750-48TS-S | CISO357 |  |  |  | Aug 26 2015 4:02PM
Noida | Site Staging Area -> old Nodia site -> Noida ESR 2 -> Chatsworth Products: T10xx-xxx #1 | Chatsworth Products: T10xx-xxx #1 | RU#20 | Cisco: Catalyst 3750-48TS-S #1 |  | Cisco Systems | Catalyst 3750 | WS-C3750-48TS-S | CISO357 |  |  |  | Aug 26 2015 4:02PM
Noida | Site Staging Area -> old Nodia site -> Noida ESR 2 -> Rack #1 | Rack #1 | RU#32 | Dell-KVM Screen |  | Dell Computer | PowerEdge | PowerEdge 15FP | DELL717 |  |  |  | Aug 26 2015 4:04PM
Noida | Site Staging Area -> old Nodia site -> Noida ESR 2 -> Rack #1 | Rack #1 | RU#30 | glab-ind-esx07-temp |  | Hewlett-Packard | ProLiant | DL380 G5 | HEPA633 | SGH801DJRX |  |  | Aug 26 2015 4:04PM
Noida | Site Staging Area -> old Nodia site -> Noida ESR 2 -> Rack #1 | Rack #1 | RU#28 | glab-ind-esx06-temp |  | Hewlett-Packard | ProLiant | DL380 G5 | HEPA633 | SGH801DJRS |  |  | Aug 26 2015 4:04PM
Noida | Site Staging Area -> old Nodia site -> Noida ESR 2 -> Rack #1 | Rack #1 | RU#20 | no1hpc11 |  | Dell Computer | PowerEdge R-Series | PowerEdge R720-3.5 Drive | DELC971 |  |  |  | Aug 26 2015 4:04PM
Noida | Site Staging Area -> old Nodia site -> Noida ESR 2 -> Rack #1 | Rack #1 | RU#18 | no1hpc12 |  | Dell Computer | PowerEdge R-Series | PowerEdge R720-3.5 Drive | DELC971 |  |  |  | Aug 26 2015 4:04PM
Noida | Site Staging Area -> old Nodia site -> Noida ESR 2 -> Rack #1 | Rack #1 | RU#16 | no1hpc13 |  | Dell Computer | PowerEdge R-Series | PowerEdge R720-3.5 Drive | DELC971 |  |  |  | Aug 26 2015 4:04PM
Noida | Site Staging Area -> old Nodia site -> Noida ESR 2 -> Rack #1 | Rack #1 | RU#14 | no1hpc14 |  | Dell Computer | PowerEdge R-Series | PowerEdge R720-3.5 Drive | DELC971 |  |  |  | Aug 26 2015 4:03PM
Noida | Site Staging Area -> old Nodia site -> Noida ESR 2 -> Rack #1 | Rack #1 | RU#12 | no1hpc15 |  | Dell Computer | PowerEdge R-Series | PowerEdge R720-3.5 Drive | DELC971 |  |  |  | Aug 26 2015 4:03PM
Noida | Site Staging Area -> old Nodia site -> Noida ESR 2 -> Rack #1 | Rack #1 | RU#10 | no1hpc16 |  | Dell Computer | PowerEdge R-Series | PowerEdge R720-3.5 Drive | DELC971 |  |  |  | Aug 26 2015 4:03PM
Noida | Site Staging Area -> old Nodia site -> Noida ESR 2 -> Rack #1 | Rack #1 | RU#08 | no1hpc17 |  | Dell Computer | PowerEdge R-Series | PowerEdge R720-3.5 Drive | DELC971 |  |  |  | Aug 26 2015 4:03PM
Noida | Site Staging Area -> old Nodia site -> Noida ESR 2 -> Rack #2 | Rack #2 | RU#42 | conindia4 |  | Avocent | ACS 6000 Series | ACS6032SAC-001 | AVOC287 |  |  |  | Aug 26 2015 4:05PM
Noida | Site Staging Area -> old Nodia site -> Noida ESR 2 -> Rack #2 | Rack #2 | RU#25 | INDVAULT6 |  | Isilon Systems | NL-Series | IQ 72NL | ISLN034 |  |  |  | Aug 26 2015 4:05PM
Noida | Site Staging Area -> old Nodia site -> Noida ESR 2 -> Rack #2 | Rack #2 | RU#21 | INDVAULT5 |  | Isilon Systems | NL-Series | IQ 72NL | ISLN034 |  |  |  | Aug 26 2015 4:05PM
Noida | Site Staging Area -> old Nodia site -> Noida ESR 2 -> Rack #2 | Rack #2 | RU#17 | INDVAULT4 |  | Isilon Systems | NL-Series | IQ 72NL | ISLN034 |  |  |  | Aug 26 2015 4:05PM
Noida | Site Staging Area -> old Nodia site -> Noida ESR 2 -> Rack #2 | Rack #2 | RU#13 | INDVAULT3 |  | Isilon Systems | NL-Series | IQ 72NL | ISLN034 |  |  |  | Aug 26 2015 4:05PM
Noida | Site Staging Area -> old Nodia site -> Noida ESR 2 -> Rack #2 | Rack #2 | RU#09 | INDVAULT2 |  | Isilon Systems | NL-Series | IQ 72NL | ISLN034 |  |  |  | Aug 26 2015 4:05PM
Noida | Site Staging Area -> old Nodia site -> Noida ESR 2 -> Rack #2 | Rack #2 | RU#05 | INDVAULT1 |  | Isilon Systems | NL-Series | IQ 72NL | ISLN034 |  |  |  | Aug 26 2015 4:04PM
Noida | Site Staging Area -> old Nodia site -> Noida ESR 2 -> Rack #4 | Rack #4 | RU#12 | Wooster1 |  | Dell Computer | PowerEdge | PowerEdge 2950 (SAS)-Close View | DELL775 |  |  |  | Aug 26 2015 4:06PM
Noida | Site Staging Area -> old Nodia site -> Noida ESR 2 -> Rack #4 | Rack #4 | RU#10 | Tushar-ESXi1 |  | Hewlett-Packard | ProLiant Gen6 | DL385 G6 - SFF | HEPK057 |  |  |  | Aug 26 2015 4:06PM
Noida | Site Staging Area -> old Nodia site -> Noida ESR 2 -> Rack #4 | Rack #4 | RU#08 | Tushar-ESXi2 |  | Hewlett-Packard | ProLiant Gen6 | DL385 G6 - SFF | HEPK057 |  |  |  | Aug 26 2015 4:06PM
Noida | Site Staging Area -> old Nodia site -> Noida ESR 2 -> Rack #4 | Rack #4 | RU#06 | Tushar-ESXi3 |  | Hewlett-Packard | ProLiant Gen6 | DL385 G6 - SFF | HEPK057 |  |  |  | Aug 26 2015 4:06PM
Noida | Site Staging Area -> old Nodia site -> Noida ESR 2 -> Rack #5 | Rack #5 | RU#19 | sms-noi-rep |  | Compaq | ProLiant | ML350 G3 (Rackmount) | CMPQ435 |  |  |  | Aug 26 2015 4:07PM
Noida | Site Staging Area -> old Nodia site -> Noida ESR 2 -> Rack #5 | Rack #5 | RU#17 | induccepg1 |  | Hewlett-Packard | ProLiant Gen6 | DL385 G6 - SFF | HEPK057 |  |  |  | Aug 26 2015 4:07PM
Noida | Site Staging Area -> old Nodia site -> Noida ESR 2 -> Rack #5 | Rack #5 | RU#15 | induccepg2 |  | Hewlett-Packard | ProLiant Gen6 | DL385 G6 - SFF | HEPK057 |  |  |  | Aug 26 2015 4:07PM
Noida | Site Staging Area -> old Nodia site -> Noida ESR 2 -> Rack #5 | Rack #5 | RU#13 | inducceivr1 |  | Hewlett-Packard | ProLiant Gen6 | DL385 G6 - SFF | HEPK057 |  |  |  | Aug 26 2015 4:07PM
Noida | Site Staging Area -> old Nodia site -> Noida ESR 2 -> Rack #5 | Rack #5 | RU#11 | inducceccm2 |  | Hewlett-Packard | ProLiant Gen6 | DL385 G6 - SFF | HEPK057 |  |  |  | Aug 26 2015 4:07PM
Noida | Site Staging Area -> old Nodia site -> Noida ESR 2 -> Rack #5 | Rack #5 | RU#09 | inducceccm1 |  | Hewlett-Packard | ProLiant Gen6 | DL385 G6 - SFF | HEPK057 |  |  |  | Aug 26 2015 4:07PM
Noida | Site Staging Area -> old Nodia site -> Noida ESR 2 -> Rack #5 | Rack #5 | RU#08 | AlgoSec |  | AlgoSec | 1000 Series | 1020 | ALGS001 |  |  |  | Aug 26 2015 4:06PM
Noida | Site Staging Area -> old Nodia site -> Noida ESR 2 -> Rack #5 | Rack #5 | RU#06 | sccm-mop |  | Hewlett-Packard | ProLiant Gen8 | DL380p G8 - LFF | HEPC892 |  |  |  | Aug 26 2015 4:06PM
Ottawa | Ottawa -> ESR -> ROW 6 -> ESR – Row 6 Cabinet 1 | ESR – Row 6 Cabinet 1 | RU#37 | gatewaywin4 | LAB SERVICES | Hewlett-Packard | ProLiant | DL380 G5 | HEPA633 | USE704N6M8 |  | 10.36.76.162 | May 7 2014 3:47PM
Ottawa | Ottawa -> ESR -> ROW 6 -> ESR – Row 6 Cabinet 1 | ESR – Row 6 Cabinet 1 | RU#35 | gatewaywin3 | LAB SERVICES | Hewlett-Packard | ProLiant | DL380 G5 | HEPA633 | USE704N6M7 |  | 10.36.76.161 | May 7 2014 3:47PM
Ottawa | Ottawa -> ESR -> ROW 6 -> ESR – Row 6 Cabinet 1 | ESR – Row 6 Cabinet 1 | RU#19 | ulm | LAB SERVICES | Hewlett-Packard | ProLiant | DL380 G4 | HEPA156 | USE535C4F5 |  | 10.36.76.99 | May 7 2014 3:47PM
Ottawa | Ottawa -> ESR -> ROW 6 -> ESR – Row 6 Cabinet 1 | ESR – Row 6 Cabinet 1 | RU#14 | otwin4a | LAB SERVICES | Dell Computer | PowerEdge | PowerEdge 1850 (Open View) | DELL462 | Unknown |  | 10.36.76.112 | May 7 2014 3:46PM
Ottawa | Ottawa -> ESR -> ROW 6 -> ESR – Row 6 Cabinet 1 | ESR – Row 6 Cabinet 1 | RU#13 | otwin4b | LAB SERVICES | Dell Computer | PowerEdge | PowerEdge 1850 (Open View) | DELL462 | Unknown |  | 10.36.76.113 | May 7 2014 3:46PM
Ottawa | Ottawa -> ESR -> ROW 6 -> ESR – Row 6 Cabinet 1 | ESR – Row 6 Cabinet 1 | RU#12 | otwin4c | LAB SERVICES | Dell Computer | PowerEdge | PowerEdge 1850 (Open View) | DELL462 | Unknown |  | 10.36.76.114 | May 7 2014 3:46PM
Ottawa | Ottawa -> ESR -> ROW 6 -> ESR – Row 6 Cabinet 1 | ESR – Row 6 Cabinet 1 | RU#11 | otwin4d/e | LAB SERVICES | Dell Computer | PowerEdge | PowerEdge 1850 (Open View) | DELL462 | Unknown |  | 10.36.76.115 | May 7 2014 3:46PM
Ottawa | Ottawa -> ESR -> ROW 6 -> ESR – Row 6 Cabinet 2 | ESR – Row 6 Cabinet 2 | RU#36 | gatewayaix2 | LAB SERVICES | IBM | P-Series | p5-520 | IBMN169 | Unknown |  | 10.36.76.159 | May 7 2014 3:48PM
Ottawa | Ottawa -> ESR -> ROW 6 -> ESR – Row 6 Cabinet 2 | ESR – Row 6 Cabinet 2 | RU#35 | gatewaysol2 | LAB SERVICES | SUN Microsystems | Sun Fire | V210 | SUN184 | Unknown |  | 10.36.76.157 | May 7 2014 3:48PM
Ottawa | Ottawa -> ESR -> ROW 6 -> ESR – Row 6 Cabinet 2 | ESR – Row 6 Cabinet 2 | RU#32 | xtgsun1 |  | SUN Microsystems | Sun Fire | V245 | SUN903 | unknown | unknown | 10.36.207.56 | May 7 2014 3:48PM
Ottawa | Ottawa -> ESR -> ROW 6 -> ESR – Row 6 Cabinet 2 | ESR – Row 6 Cabinet 2 | RU#31 | f5admin |  | F5 Networks | BIG-IP | BIG-IP 1600 | F5LA041 |  |  |  | May 7 2014 3:48PM
Ottawa | Ottawa -> ESR -> ROW 6 -> ESR – Row 6 Cabinet 2 | ESR – Row 6 Cabinet 2 | RU#28 | flyers | LAB SERVICES | Hewlett-Packard | ProLiant | DL385 G7 SFF | HEPK264 |  |  |  | May 7 2014 3:48PM
Ottawa | Ottawa -> ESR -> ROW 6 -> ESR – Row 6 Cabinet 2 | ESR – Row 6 Cabinet 2 | RU#27 | xtgwin1 |  | Hewlett-Packard | ProLiant | DL 360 G5 | HEPA599 | unknown | unknown | 10.36.207.57 | May 7 2014 3:48PM
Ottawa | Ottawa -> ESR -> ROW 6 -> ESR – Row 6 Cabinet 2 | ESR – Row 6 Cabinet 2 | RU#26 | xtglin1 |  | Hewlett-Packard | ProLiant | DL 360 G5 | HEPA599 | unknown | unknown | 10.36.207.55 | May 7 2014 3:47PM
Ottawa | Ottawa -> ESR -> ROW 6 -> ESR – Row 6 Cabinet 2 | ESR – Row 6 Cabinet 2 | RU#25 | otlin2 | LAB SERVICES | Dell Computer | PowerEdge | PowerEdge 1850 (Open View) | DELL462 | H2R9B81 |  | 10.36.76.105 | May 7 2014 3:47PM
Ottawa | Ottawa -> ESR -> ROW 6 -> ESR – Row 6 Cabinet 2 | ESR – Row 6 Cabinet 2 | RU#20 | otaix3 | LAB SERVICES | IBM | P-Series | 615 Model 7029-6C3 | IBM877 | 10-B087F |  | 10.36.76.92 | May 7 2014 3:47PM
Ottawa | Ottawa -> ESR -> ROW 6 -> ESR – Row 6 Cabinet 2 | ESR – Row 6 Cabinet 2 | RU#17 | xtgaix1 |  | IBM | P-Series | p5-505 | IBMM172 | unknown | unknown | 10.36.207.53 | May 7 2014 3:47PM
Ottawa | Ottawa -> ESR -> ROW 6 -> ESR – Row 6 Cabinet 2 | ESR – Row 6 Cabinet 2 | RU#15 | xtghpux1 |  | Hewlett-Packard | HP 9000 | rp3440-4 | HP997 | unknown | unknown | 10.36.207.54 | May 7 2014 3:47PM
Ottawa | Ottawa -> ESR -> ROW 6 -> ESR – Row 6 Cabinet 2 | ESR – Row 6 Cabinet 2 | RU#14 | otsun3 | LAB SERVICES | SUN Microsystems | Sun Fire | V210 | SUN184 | FM53220022 |  | 10.36.76.86 | May 7 2014 3:47PM
Ottawa | Ottawa -> ESR -> ROW 6 -> ESR – Row 6 Cabinet 2 | ESR – Row 6 Cabinet 2 | RU#13 | otsun4 | LAB SERVICES | SUN Microsystems | Sun Fire | V210 | SUN184 | FM52440077 |  | 10.36.76.85 | May 7 2014 3:47PM
Ottawa | Ottawa -> ESR -> ROW 6 -> ESR – Row 6 Cabinet 3 | ESR – Row 6 Cabinet 3 | RU#45 | econottawa2 | LAB SERVICES | Cyclades | AlterPath | ACS48 | CYCL017 | Unknown |  | 10.36.76.84 | May 7 2014 3:49PM
Ottawa | Ottawa -> ESR -> ROW 6 -> ESR – Row 6 Cabinet 3 | ESR – Row 6 Cabinet 3 | RU#36 | gatewayaix3 | LAB SERVICES | Hewlett-Packard | ProLiant | DL 360 G5 | HEPA599 | Unknown |  | 10.36.76.160 | May 7 2014 3:49PM
Ottawa | Ottawa -> ESR -> ROW 6 -> ESR – Row 6 Cabinet 3 | ESR – Row 6 Cabinet 3 | RU#35 | gatewaysol3 | LAB SERVICES | Dell Computer | PowerEdge | PowerEdge 1850 (Open View) | DELL462 | Unknown |  | 10.36.76.158 | May 7 2014 3:49PM
Ottawa | Ottawa -> ESR -> ROW 6 -> ESR – Row 6 Cabinet 3 | ESR – Row 6 Cabinet 3 | RU#31 | rangers |  | Hewlett-Packard | ProLiant | DL380 G6 - SFF | HEPD897 | use027n4bz |  |  | May 7 2014 3:49PM
Ottawa | Ottawa -> ESR -> ROW 6 -> ESR – Row 6 Cabinet 3 | ESR – Row 6 Cabinet 3 | RU#19 | otlin8a |  | Hewlett-Packard | ProLiant | DL 360 G5 | HEPA599 | unknown | unknown | 10.36.207.58 | May 7 2014 3:49PM
Ottawa | Ottawa -> ESR -> ROW 6 -> ESR – Row 6 Cabinet 3 | ESR – Row 6 Cabinet 3 | RU#18 | otwin5a |  | Dell Computer | PowerEdge | PowerEdge 1850 (Open View) | DELL462 | unknown | unknown | 10.36.207.29 | May 7 2014 3:48PM
Ottawa | Ottawa -> ESR -> ROW 6 -> ESR – Row 6 Cabinet 3 | ESR – Row 6 Cabinet 3 | RU#17 | otwin5b |  | Dell Computer | PowerEdge | PowerEdge 1850 (Open View) | DELL462 | unknown | unknown | 10.36.207.28 | May 7 2014 3:48PM
Ottawa | Ottawa -> ESR -> ROW 6 -> ESR – Row 6 Cabinet 3 | ESR – Row 6 Cabinet 3 | RU#16 | otsun1 | LAB SERVICES | SUN Microsystems | Sun Fire | V210 | SUN184 | Unknown |  | 10.36.76.67 | May 7 2014 3:48PM
Ottawa | Ottawa -> ESR -> ROW 6 -> ESR – Row 6 Cabinet 3 | ESR – Row 6 Cabinet 3 | RU#15 | otwin2 | LAB SERVICES | Dell Computer | PowerEdge | PowerEdge 1850 (Open View) | DELL462 | Unknown |  | 10.36.76.68 | May 7 2014 3:48PM
Ottawa | Ottawa -> ESR -> ROW 6 -> ESR – Row 6 Cabinet 3 | ESR – Row 6 Cabinet 3 | RU#05 | cenwinbuild | LAB SERVICES | Dell Computer | PowerEdge | PowerEdge 750 | DELL596 | Unknown |  | 10.36.76.49 | May 7 2014 3:48PM
Ottawa | Ottawa -> ESR -> ROW 6 -> ESR – Row 6 Cabinet 4 | ESR – Row 6 Cabinet 4 | RU#45 | econottawa | LAB SERVICES | Cyclades | AlterPath | ACS48 | CYCL017 | Unknown |  | 10.36.76.60 | May 7 2014 3:50PM
Ottawa | Ottawa -> ESR -> ROW 6 -> ESR – Row 6 Cabinet 4 | ESR – Row 6 Cabinet 4 | RU#34 | islanders | LAB SERVICES | Hewlett-Packard | ProLiant | DL380 G4 | HEPA156 | 2UX64600PF |  | 10.36.76.156 | May 7 2014 3:49PM
Ottawa | Ottawa -> ESR -> ROW 6 -> ESR – Row 6 Cabinet 4 | ESR – Row 6 Cabinet 4 | RU#23 | otwin3c | LAB SERVICES | Dell Computer | PowerEdge | PowerEdge 1850 (Open View) | DELL462 | Unknown |  | 10.36.76.48 | May 7 2014 3:49PM
Ottawa | Ottawa -> ESR -> ROW 6 -> ESR – Row 6 Cabinet 4 | ESR – Row 6 Cabinet 4 | RU#22 | otwin3b | LAB SERVICES | Dell Computer | PowerEdge | PowerEdge 1850 (Open View) | DELL462 | Unknown |  | 10.36.76.47 | May 7 2014 3:49PM
Ottawa | Ottawa -> ESR -> ROW 6 -> ESR – Row 6 Cabinet 4 | ESR – Row 6 Cabinet 4 | RU#21 | otwin3a | LAB SERVICES | Dell Computer | PowerEdge | PowerEdge 1850 (Open View) | DELL462 | Unknown |  | 10.36.76.46 | May 7 2014 3:49PM
Ottawa | Ottawa -> ESR -> ROW 6 -> ESR – Row 6 Cabinet 4 | ESR – Row 6 Cabinet 4 | RU#07 | othpux2 | LAB SERVICES | Hewlett-Packard | 05 Series | rp2405 | HP412 | Unknown |  | 10.36.76.39 | May 7 2014 3:49PM
Ottawa | Ottawa -> ESR -> ROW 6 -> ESR – Row 6 Cabinet 4 | ESR – Row 6 Cabinet 4 | RU#04 | blues |  | Hewlett-Packard | ProLiant | DL380 G6 - SFF | HEPD897 | USE106N6F8 | 203001758 |  | May 7 2014 3:49PM
Ottawa | Ottawa -> ESR -> ROW 6 -> ESR – Row 6 Cabinet 5 | ESR – Row 6 Cabinet 5 | RU#25 | lin01otnovsbld | LAB SERVICES | Dell Computer | PowerEdge | PowerEdge 1850 (Open View) | DELL462 |  |  | 10.36.76.40 | May 7 2014 3:50PM
Ottawa | Ottawa -> ESR -> ROW 6 -> ESR – Row 6 Cabinet 5 | ESR – Row 6 Cabinet 5 | RU#20 | otwin2c | LAB SERVICES | Dell Computer | PowerEdge | PowerEdge 1850 (Open View) | DELL462 | Unknown |  | 10.36.76.37 | May 7 2014 3:50PM
Ottawa | Ottawa -> ESR -> ROW 6 -> ESR – Row 6 Cabinet 5 | ESR – Row 6 Cabinet 5 | RU#19 | otwin2b | LAB SERVICES | Dell Computer | PowerEdge | PowerEdge 1850 (Open View) | DELL462 | Unknown |  | 10.36.76.35 | May 7 2014 3:50PM
Ottawa | Ottawa -> ESR -> ROW 6 -> ESR – Row 6 Cabinet 5 | ESR – Row 6 Cabinet 5 | RU#18 | otwin2a | LAB SERVICES | Dell Computer | PowerEdge | PowerEdge 1850 (Open View) | DELL462 | Unknown |  | 10.36.76.34 | May 7 2014 3:50PM
Ottawa | Ottawa -> ESR -> ROW 6 -> ESR – Row 6 Cabinet 5 | ESR – Row 6 Cabinet 5 | RU#14 | bladerunner3 |  | SUN Microsystems | Enterprise | M3000 | SUN062 |  |  | 10.36.77.162 | May 7 2014 3:50PM
Ottawa | Ottawa -> ESR -> ROW 6 -> ESR – Row 6 Cabinet 5 | ESR – Row 6 Cabinet 5 | RU#13 | cerveza | LAB SERVICES | IBM | xSeries | 8676-61X | IBMN021 | Unknown |  | 10.36.76.221 | May 7 2014 3:50PM
Ottawa | Ottawa -> ESR -> ROW 6 -> ESR – Row 6 Cabinet 5 | ESR – Row 6 Cabinet 5 | RU#09 | burrito | LAB SERVICES | IBM | P-Series | p6-520 | IBMM755 | Unknown |  | 10.36.76.219 | May 7 2014 3:50PM
Ottawa | Ottawa -> ESR -> ROW 6 -> ESR – Row 6 Cabinet 5 | ESR – Row 6 Cabinet 5 | RU#07 | nordiques |  | Hewlett-Packard | ProLiant | DL380 G6 - SFF | HEPD897 | use038n3s8 |  |  | May 7 2014 3:50PM
Ottawa | Ottawa -> ESR -> ROW 6 -> ESR – Row 6 Cabinet 6 | ESR – Row 6 Cabinet 6 | RU#32 | otaix4 | LAB SERVICES | IBM | P-Series | 615 Model 7029-6C3 | IBM877 | Unknown |  | 10.36.76.116 | May 7 2014 3:51PM
Ottawa | Ottawa -> ESR -> ROW 6 -> ESR – Row 6 Cabinet 6 | ESR – Row 6 Cabinet 6 | RU#22 | etechdb1 |  | Hewlett-Packard | ProLiant | DL580 G5 | HEPD255 |  |  | 10.36.76.174 | May 7 2014 3:51PM
Ottawa | Ottawa -> ESR -> ROW 6 -> ESR – Row 6 Cabinet 6 | ESR – Row 6 Cabinet 6 | RU#20 | bremen | LAB SERVICES | Dell Computer | PowerEdge | PowerEdge 1850 (Open View) | DELL462 | 8h5sk61 |  | 10.36.76.18 | May 7 2014 3:51PM
Ottawa | Ottawa -> ESR -> ROW 6 -> ESR – Row 6 Cabinet 6 | ESR – Row 6 Cabinet 6 | RU#15 | otsun2 | LAB SERVICES | SUN Microsystems | Sun Fire | V210 | SUN184 | Unknown |  | 10.36.76.16 | May 7 2014 3:51PM
Ottawa | Ottawa -> ESR -> ROW 6 -> ESR – Row 6 Cabinet 6 | ESR – Row 6 Cabinet 6 | RU#11 | otaix2 | LAB SERVICES | IBM | P-Series | 615 Model 7029-6C3 | IBM877 | Unknown |  | 10.36.76.15 | May 7 2014 3:51PM
Ottawa | Ottawa -> ESR -> ROW 6 -> ESR – Row 6 Cabinet 6 | ESR – Row 6 Cabinet 6 | RU#04 | hpx01otnovsbld | LAB SERVICES | Hewlett-Packard | 05 Series | rp2405 | HP412 | Unknown |  | 10.36.76.13 | May 7 2014 3:50PM
Ottawa | Ottawa -> ESR -> ROW 6 -> ESR – Row 6 Cabinet 6 | ESR – Row 6 Cabinet 6 | RU#01 | hpx01otnovsbld media shelf |  | Hewlett-Packard | StorageWorks | C7508-60070 | HEPA624 |  |  |  | May 7 2014 3:50PM
Ottawa | Ottawa -> ESR -> ROW 7 -> ESR – Row 7 Cabinet 1 | ESR – Row 7 Cabinet 1 | RU#17 | otwin10a |  | Hewlett-Packard | ProLiant | DL 360 G5 | HEPA599 | unknown | unknown | 10.36.207.76 | May 7 2014 3:52PM
Ottawa | Ottawa -> ESR -> ROW 7 -> ESR – Row 7 Cabinet 1 | ESR – Row 7 Cabinet 1 | RU#16 | otwin10b |  | Hewlett-Packard | ProLiant | DL 360 G5 | HEPA599 | unknown | unknown | 10.36.207.77 | May 7 2014 3:52PM
Ottawa | Ottawa -> ESR -> ROW 7 -> ESR – Row 7 Cabinet 1 | ESR – Row 7 Cabinet 1 | RU#15 | otwin10f |  | Hewlett-Packard | ProLiant | DL 360 G5 | HEPA599 | unknown | unknown | 10.36.207.81 | May 7 2014 3:52PM
Ottawa | Ottawa -> ESR -> ROW 7 -> ESR – Row 7 Cabinet 1 | ESR – Row 7 Cabinet 1 | RU#14 | otwin10g |  | Hewlett-Packard | ProLiant | DL 360 G5 | HEPA599 | unknown | unknown | 10.36.207.82 | May 7 2014 3:52PM
Ottawa | Ottawa -> ESR -> ROW 7 -> ESR – Row 7 Cabinet 1 | ESR – Row 7 Cabinet 1 | RU#13 | otwin10h |  | Hewlett-Packard | ProLiant | DL 360 G5 | HEPA599 | unknown | unknown | 10.36.207.83 | May 7 2014 3:52PM
Ottawa | Ottawa -> ESR -> ROW 7 -> ESR – Row 7 Cabinet 1 | ESR – Row 7 Cabinet 1 | RU#12 | otwin10i |  | Hewlett-Packard | ProLiant | DL 360 G5 | HEPA599 | unknown | unknown | 10.36.207.84 | May 7 2014 3:52PM
Ottawa | Ottawa -> ESR -> ROW 7 -> ESR – Row 7 Cabinet 1 | ESR – Row 7 Cabinet 1 | RU#11 | otwin10j |  | Hewlett-Packard | ProLiant | DL 360 G5 | HEPA599 | unknown | unknown | 10.36.207.85 | May 7 2014 3:53PM
Ottawa | Ottawa -> ESR -> ROW 7 -> ESR – Row 7 Cabinet 1 | ESR – Row 7 Cabinet 1 | RU#10 | otwin10k |  | Hewlett-Packard | ProLiant | DL 360 G5 | HEPA599 | unknown | unknown | 10.36.207.86 | May 7 2014 3:53PM
Ottawa | Ottawa -> ESR -> ROW 7 -> ESR – Row 7 Cabinet 1 | ESR – Row 7 Cabinet 1 | RU#09 | otwin10l |  | Hewlett-Packard | ProLiant | DL 360 G5 | HEPA599 | unknown | unknown | 10.36.207.87 | May 7 2014 3:53PM
Ottawa | Ottawa -> ESR -> ROW 7 -> ESR – Row 7 Cabinet 1 | ESR – Row 7 Cabinet 1 | RU#08 | otlin9a |  | Hewlett-Packard | ProLiant | DL 360 G5 | HEPA599 | unknown | unknown | 10.36.207.69 | May 7 2014 3:51PM
Ottawa | Ottawa -> ESR -> ROW 7 -> ESR – Row 7 Cabinet 1 | ESR – Row 7 Cabinet 1 | RU#07 | otwin9a |  | Hewlett-Packard | ProLiant | DL 360 G5 | HEPA599 | unknown | unknown | 10.36.207.63 | May 7 2014 3:51PM
Ottawa | Ottawa -> ESR -> ROW 7 -> ESR – Row 7 Cabinet 1 | ESR – Row 7 Cabinet 1 | RU#06 | otwin9b |  | Hewlett-Packard | ProLiant | DL 360 G5 | HEPA599 | unknown | unknown | 10.36.207.64 | May 7 2014 3:51PM
Ottawa | Ottawa -> ESR -> ROW 7 -> ESR – Row 7 Cabinet 1 | ESR – Row 7 Cabinet 1 | RU#05 | otwin9c |  | Hewlett-Packard | ProLiant | DL 360 G5 | HEPA599 | unknown | unknown | 10.36.207.65 | May 7 2014 3:51PM
Ottawa | Ottawa -> ESR -> ROW 7 -> ESR – Row 7 Cabinet 1 | ESR – Row 7 Cabinet 1 | RU#04 | otwin9d |  | Hewlett-Packard | ProLiant | DL 360 G5 | HEPA599 | unknown | unknown | 10.36.207.66 | May 7 2014 3:52PM
Ottawa | Ottawa -> ESR -> ROW 7 -> ESR – Row 7 Cabinet 1 | ESR – Row 7 Cabinet 1 | RU#03 | otwin9e |  | Hewlett-Packard | ProLiant | DL 360 G5 | HEPA599 | unknown | unknown | 10.36.207.67 | May 7 2014 3:52PM
Ottawa | Ottawa -> ESR -> ROW 7 -> ESR – Row 7 Cabinet 1 | ESR – Row 7 Cabinet 1 | RU#02 | otwin9f |  | Hewlett-Packard | ProLiant | DL 360 G5 | HEPA599 | unknown | unknown | 10.36.207.68 | May 7 2014 3:52PM
Ottawa | Ottawa -> ESR -> ROW 7 -> ESR – Row 7 Cabinet 1 | ESR – Row 7 Cabinet 1 | RU#01 | otwin9g |  | Hewlett-Packard | ProLiant | DL 360 G5 | HEPA599 | unknown | unknown | 10.36.207.70 | May 7 2014 3:53PM
Ottawa | Ottawa -> ESR -> ROW 7 -> ESR – Row 7 Cabinet 2 | ESR – Row 7 Cabinet 2 | RU#20 | xhpux |  | Hewlett-Packard | HP 9000 | rp3440-4 | HP997 | unknown | unknown |  | May 7 2014 3:54PM
Ottawa | Ottawa -> ESR -> ROW 7 -> ESR – Row 7 Cabinet 2 | ESR – Row 7 Cabinet 2 | RU#19 | otwin5c |  | Dell Computer | PowerEdge | PowerEdge 1850 (Open View) | DELL462 | unknown | unknown | 10.36.207.27 | May 7 2014 3:54PM
Ottawa | Ottawa -> ESR -> ROW 7 -> ESR – Row 7 Cabinet 2 | ESR – Row 7 Cabinet 2 | RU#18 | otwin5e |  | Dell Computer | PowerEdge | PowerEdge 1850 (Open View) | DELL462 | unknown | unknown | 10.36.207.38 | May 7 2014 3:54PM
Ottawa | Ottawa -> ESR -> ROW 7 -> ESR – Row 7 Cabinet 2 | ESR – Row 7 Cabinet 2 | RU#16 | otwin5f |  | Dell Computer | PowerEdge | PowerEdge 2850 (Open View) | DELL464 | unknown | unknown | 10.36.207.25 | May 7 2014 3:54PM
Ottawa | Ottawa -> ESR -> ROW 7 -> ESR – Row 7 Cabinet 2 | ESR – Row 7 Cabinet 2 | RU#14 | xsun |  | SUN Microsystems | Sun Fire | V245 | SUN903 | unknown | unknown | 10.36.207.201 | May 7 2014 3:54PM
Ottawa | Ottawa -> ESR -> ROW 7 -> ESR – Row 7 Cabinet 2 | ESR – Row 7 Cabinet 2 | RU#13 | otwin7a |  | Hewlett-Packard | ProLiant | DL 360 G5 | HEPA599 | unknown | unknown | 10.36.207.47 | May 7 2014 3:54PM
Ottawa | Ottawa -> ESR -> ROW 7 -> ESR – Row 7 Cabinet 2 | ESR – Row 7 Cabinet 2 | RU#12 | otwin7b |  | Hewlett-Packard | ProLiant | DL 360 G5 | HEPA599 | unknown | unknown | 10.36.207.48 | May 7 2014 3:54PM
Ottawa | Ottawa -> ESR -> ROW 7 -> ESR – Row 7 Cabinet 2 | ESR – Row 7 Cabinet 2 | RU#11 | otwin7c |  | Hewlett-Packard | ProLiant | DL 360 G5 | HEPA599 | unknown | unknown | 10.36.207.49 | May 7 2014 3:54PM
Ottawa | Ottawa -> ESR -> ROW 7 -> ESR – Row 7 Cabinet 2 | ESR – Row 7 Cabinet 2 | RU#10 | otwin8a |  | Hewlett-Packard | ProLiant | DL 360 G5 | HEPA599 | unknown | unknown | 10.36.207.52 | May 7 2014 3:54PM
Ottawa | Ottawa -> ESR -> ROW 7 -> ESR – Row 7 Cabinet 2 | ESR – Row 7 Cabinet 2 | RU#09 | otwin8b |  | Hewlett-Packard | ProLiant | DL 360 G5 | HEPA599 | unknown | unknown | 10.36.207.59 | May 7 2014 3:54PM
Ottawa | Ottawa -> ESR -> ROW 7 -> ESR – Row 7 Cabinet 2 | ESR – Row 7 Cabinet 2 | RU#08 | otwin8c |  | Hewlett-Packard | ProLiant | DL 360 G5 | HEPA599 | unknown | unknown | 10.36.207.60 | May 7 2014 3:53PM
Ottawa | Ottawa -> ESR -> ROW 7 -> ESR – Row 7 Cabinet 2 | ESR – Row 7 Cabinet 2 | RU#04 | otaix1 |  | IBM | P-Series | p5-520 | IBMN169 | unknown | unknown | 10.36.207.22 | May 7 2014 3:53PM
Ottawa | Ottawa -> ESR -> ROW 7 -> ESR – Row 7 Cabinet 2 | ESR – Row 7 Cabinet 2 | RU#03 | otaix5 |  | IBM | P-Series | p5-505 | IBMM172 | unknown | unknow | 10.36.207.62 | May 7 2014 3:53PM
Ottawa | Ottawa -> ESR -> ROW 7 -> ESR – Row 7 Cabinet 2 | ESR – Row 7 Cabinet 2 | RU#02 | otaix6 |  | IBM | P-Series | p5-505 | IBMM172 | unknown | unknown | 10.36.207.103 | May 7 2014 3:53PM
Ottawa | Ottawa -> ESR -> ROW 7 -> ESR – Row 7 Cabinet 2 | ESR – Row 7 Cabinet 2 | RU#01 | xaix |  | IBM | P-Series | p5-505 | IBMM172 | unknown | unknown | 10.36.207.200 | May 7 2014 3:53PM
Ottawa | Ottawa -> ESR -> ROW 7 -> ESR – Row 7 Cabinet 3 | ESR – Row 7 Cabinet 3 | RU#43 | kvmottesr-1 |  | Raritan Computer | Dominion KX II | DKX2-464 | RCI170 | HKF9900013 | none | 10.36.76.42 | May 7 2014 3:56PM
Ottawa | Ottawa -> ESR -> ROW 7 -> ESR – Row 7 Cabinet 3 | ESR – Row 7 Cabinet 3 | RU#31 | othpux1 |  | Hewlett-Packard | 05 Series | rp2405 | HP412 | unknown | unknown | 10.36.207.23 | May 7 2014 3:56PM
Ottawa | Ottawa -> ESR -> ROW 7 -> ESR – Row 7 Cabinet 3 | ESR – Row 7 Cabinet 3 | RU#29 | zingo |  | Hewlett-Packard | ProLiant | DL380 G7-LFF | HEPK281 | use106n0xn |  |  | May 7 2014 3:56PM
Ottawa | Ottawa -> ESR -> ROW 7 -> ESR – Row 7 Cabinet 3 | ESR – Row 7 Cabinet 3 | RU#27 | hoth |  | Hewlett-Packard | ProLiant | DL380 G6 - SFF | HEPD897 |  |  |  | May 7 2014 3:55PM
Ottawa | Ottawa -> ESR -> ROW 7 -> ESR – Row 7 Cabinet 3 | ESR – Row 7 Cabinet 3 | RU#25 | qe-esxi-09 |  | Hewlett-Packard | ProLiant | DL380 G6 - SFF | HEPD897 |  |  |  | May 7 2014 3:55PM
Ottawa | Ottawa -> ESR -> ROW 7 -> ESR – Row 7 Cabinet 3 | ESR – Row 7 Cabinet 3 | RU#23 | qe-esxi-08 | LAB SERVICES | Hewlett-Packard | ProLiant | DL380 G5 | HEPA633 | USE935N0NM |  | 10.36.77.71 | May 7 2014 3:55PM
Ottawa | Ottawa -> ESR -> ROW 7 -> ESR – Row 7 Cabinet 3 | ESR – Row 7 Cabinet 3 | RU#21 | etechesx03 |  | Hewlett-Packard | ProLiant | DL380 G6 - SFF | HEPD897 |  |  |  | May 7 2014 3:55PM
Ottawa | Ottawa -> ESR -> ROW 7 -> ESR – Row 7 Cabinet 3 | ESR – Row 7 Cabinet 3 | RU#19 | canucks | LAB SERVICES | SUN Microsystems | Enterprise | M3000 | SUN062 | PX60916143 |  | 10.36.77.69 | May 7 2014 3:55PM
Ottawa | Ottawa -> ESR -> ROW 7 -> ESR – Row 7 Cabinet 3 | ESR – Row 7 Cabinet 3 | RU#17 | tazer | LAB SERVICES | Hewlett-Packard | ProLiant | DL380 G5 | HEPA633 | Unknown |  | 10.36.76.255 | May 7 2014 3:55PM
Ottawa | Ottawa -> ESR -> ROW 7 -> ESR – Row 7 Cabinet 3 | ESR – Row 7 Cabinet 3 | RU#13 | qe-esxi-11 | LAB SERVICES | Dell Computer | PowerEdge | PowerEdge 2970 | DELL956 | F9CDLH1 |  | 10.36.77.35 | May 7 2014 3:55PM
Ottawa | Ottawa -> ESR -> ROW 7 -> ESR – Row 7 Cabinet 3 | ESR – Row 7 Cabinet 3 | RU#09 | qe-esxi-10 | LAB SERVICES | Dell Computer | PowerEdge | PowerEdge 2970 | DELL956 | G9CDLH1 |  | 10.36.77.36 | May 7 2014 3:55PM
Ottawa | Ottawa -> ESR -> ROW 7 -> ESR – Row 7 Cabinet 3 | ESR – Row 7 Cabinet 3 | RU#03 | etechesx2 | LAB SERVICES | Hewlett-Packard | ProLiant | DL380 G5 | HEPA633 | USE839NBK5 |  | 10.36.201.2 | May 7 2014 3:55PM
Ottawa | Ottawa -> ESR -> ROW 7 -> ESR – Row 7 Cabinet 3 | ESR – Row 7 Cabinet 3 | RU#01 | etechesx1 | LAB SERVICES | Hewlett-Packard | ProLiant | DL385 G2 | HEPA850 | USE802N79K |  | 10.36.76.218 | May 7 2014 3:55PM
Ottawa | Ottawa -> ESR -> ROW 7 -> ESR – Row 7 Cabinet 4 | ESR – Row 7 Cabinet 4 | RU#45 | econottawa3 | LAB SERVICES | Cyclades | AlterPath | ACS48 | CYCL017 |  |  | 10.36.76.216 | May 7 2014 3:57PM
Ottawa | Ottawa -> ESR -> ROW 7 -> ESR – Row 7 Cabinet 4 | ESR – Row 7 Cabinet 4 | RU#31 | perfesxi1 | LAB SERVICES | Hewlett-Packard | ProLiant | DL380 G5 | HEPA633 | 2UX843026H |  | 10.36.76.254 | May 7 2014 3:57PM
Ottawa | Ottawa -> ESR -> ROW 7 -> ESR – Row 7 Cabinet 4 | ESR – Row 7 Cabinet 4 | RU#29 | papa | LAB SERVICES | Hewlett-Packard | ProLiant | DL380 G5 | HEPA633 | 2UX8320151 |  | 10.36.76.228 | May 7 2014 3:57PM
Ottawa | Ottawa -> ESR -> ROW 7 -> ESR – Row 7 Cabinet 4 | ESR – Row 7 Cabinet 4 | RU#23 | gatewaywin5 | LAB SERVICES | SUN Microsystems | Sun Fire | X4600 | SUN378 | 0750AM0720 |  | 10.36.76.211 | May 7 2014 3:57PM
Ottawa | Ottawa -> ESR -> ROW 7 -> ESR – Row 7 Cabinet 4 | ESR – Row 7 Cabinet 4 | RU#19 | sapwin1 |  | Hewlett-Packard | ProLiant | DL 360 G5 | HEPA599 | unknown | unknown | 10.36.207.72 | May 7 2014 3:56PM
Ottawa | Ottawa -> ESR -> ROW 7 -> ESR – Row 7 Cabinet 4 | ESR – Row 7 Cabinet 4 | RU#18 | saplin1 |  | Hewlett-Packard | ProLiant | DL 360 G5 | HEPA599 | unknown | unknown | 10.36.207.71 | May 7 2014 3:56PM
Ottawa | Ottawa -> ESR -> ROW 7 -> ESR – Row 7 Cabinet 4 | ESR – Row 7 Cabinet 4 | RU#17 | sapaix1 |  | IBM | P-Series | p5-505 | IBMM172 | unknown | unknown | 10.36.207.74 | May 7 2014 3:56PM
Ottawa | Ottawa -> ESR -> ROW 7 -> ESR – Row 7 Cabinet 4 | ESR – Row 7 Cabinet 4 | RU#15 | sapsun1 |  | SUN Microsystems | Sun Fire | V245 | SUN903 | unknown | unknown | 10.36.207.73 | May 7 2014 3:56PM
Ottawa | Ottawa -> ESR -> ROW 7 -> ESR – Row 7 Cabinet 4 | ESR – Row 7 Cabinet 4 | RU#13 | saphpux1 |  | Hewlett-Packard | HP 9000 | rp3440-4 | HP997 | unknown | unknown | 10.36.207.75 | May 7 2014 3:56PM
Ottawa | Ottawa -> ESR -> ROW 7 -> ESR – Row 7 Cabinet 4 | ESR – Row 7 Cabinet 4 | RU#11 | erde | LAB SERVICES | Hewlett-Packard | Integrity | rx2660 | HEPD058 | CN747264KR |  | 10.36.76.183 | May 7 2014 3:56PM
Ottawa | Ottawa -> ESR -> ROW 7 -> ESR – Row 7 Cabinet 4 | ESR – Row 7 Cabinet 4 | RU#01 | cosmo | LAB SERVICES | SUN Microsystems | Sun Fire | T2000 | SUN160 | 0720NNNN08H |  | 10.36.76.176 | May 7 2014 3:56PM
Ottawa | Ottawa -> ESR -> ROW 7 -> ESR – Row 7 Cabinet 5 | ESR – Row 7 Cabinet 5 | RU#30 | cochem | LAB SERVICES | Dell Computer | PowerEdge | PowerEdge 1850 (Open View) | DELL462 | hdg2r61 |  | 10.36.76.20 | May 7 2014 3:58PM
Ottawa | Ottawa -> ESR -> ROW 7 -> ESR – Row 7 Cabinet 5 | ESR – Row 7 Cabinet 5 | RU#28 | vorlage | LAB SERVICES | Hewlett-Packard | ProLiant | DL385 G2 | HEPA850 | USE629NCGJ |  | 10.36.76.136 | May 7 2014 3:58PM
Ottawa | Ottawa -> ESR -> ROW 7 -> ESR – Row 7 Cabinet 5 | ESR – Row 7 Cabinet 5 | RU#27 | otlin6a | LAB SERVICES | Hewlett-Packard | ProLiant | DL140 G2 | HEPA362 | Unknown |  | 10.36.76.130 | May 7 2014 3:58PM
Ottawa | Ottawa -> ESR -> ROW 7 -> ESR – Row 7 Cabinet 5 | ESR – Row 7 Cabinet 5 | RU#26 | otlin6b | LAB SERVICES | Hewlett-Packard | ProLiant | DL140 G2 | HEPA362 | Unknown |  | 10.36.76.134 | May 7 2014 3:58PM
Ottawa | Ottawa -> ESR -> ROW 7 -> ESR – Row 7 Cabinet 5 | ESR – Row 7 Cabinet 5 | RU#25 | otwin6b | LAB SERVICES | Hewlett-Packard | ProLiant | DL140 G2 | HEPA362 | Unknown |  | 10.36.76.133 | May 7 2014 3:58PM
Ottawa | Ottawa -> ESR -> ROW 7 -> ESR – Row 7 Cabinet 5 | ESR – Row 7 Cabinet 5 | RU#24 | otwin6a | LAB SERVICES | Hewlett-Packard | ProLiant | DL140 G2 | HEPA362 | Unknown |  | 10.36.76.132 | May 7 2014 3:58PM
Ottawa | Ottawa -> ESR -> ROW 7 -> ESR – Row 7 Cabinet 5 | ESR – Row 7 Cabinet 5 | RU#23 | gatewaysol | LAB SERVICES | SUN Microsystems | Sun Fire | V210 | SUN184 | FM62460265 |  | 10.36.76.157 | May 7 2014 3:57PM
Ottawa | Ottawa -> ESR -> ROW 7 -> ESR – Row 7 Cabinet 5 | ESR – Row 7 Cabinet 5 | RU#21 | gatewaywin2 | LAB SERVICES | Hewlett-Packard | ProLiant | DL380 G4 | HEPA156 | 2UX82401PE |  | 10.36.76.129 | May 7 2014 3:57PM
Ottawa | Ottawa -> ESR -> ROW 7 -> ESR – Row 7 Cabinet 5 | ESR – Row 7 Cabinet 5 | RU#17 | gatewaywin | LAB SERVICES | Hewlett-Packard | ProLiant | DL380 G4 | HEPA156 | 2UX61900G9 |  | 10.36.76.126 | May 7 2014 3:57PM
Ottawa | Ottawa -> ESR -> ROW 7 -> ESR – Row 7 Cabinet 5 | ESR – Row 7 Cabinet 5 | RU#16 | ottwin5g | LAB SERVICES | Dell Computer | PowerEdge | PowerEdge 1850 (Open View) | DELL462 | Unknown |  | 10.36.76.2 | May 7 2014 3:57PM
Ottawa | Ottawa -> ESR -> ROW 7 -> ESR – Row 7 Cabinet 5 | ESR – Row 7 Cabinet 5 | RU#12 | gatewayaix | LAB SERVICES | IBM | P-Series | p5-520 | IBMN169 | 06-1AACG |  | 10.36.76.125 | May 7 2014 3:57PM
Ottawa | Ottawa -> ESR -> ROW 7 -> ESR – Row 7 Cabinet 5 | ESR – Row 7 Cabinet 5 | RU#01 | hovden | LAB SERVICES | Hewlett-Packard | HP 9000 | rp3440-4 | HP997 | USL0906LNN |  | 10.36.76.123 | May 7 2014 3:57PM
Ottawa | Ottawa -> ESR -> ROW 7 -> ESR – Row 7 Cabinet 6 | ESR – Row 7 Cabinet 6 | RU#30 | mama | LAB SERVICES | Apple Computer | Xserve | Xserve | APPL078 | Unknown |  | 10.36.77.61 | May 7 2014 3:59PM
Ottawa | Ottawa -> ESR -> ROW 7 -> ESR – Row 7 Cabinet 6 | ESR – Row 7 Cabinet 6 | RU#29 | fd-vader | LAB SERVICES | Hewlett-Packard | ProLiant | DL 360 G5 | HEPA599 | Unknown |  | 10.36.77.50 | May 7 2014 3:59PM
Ottawa | Ottawa -> ESR -> ROW 7 -> ESR – Row 7 Cabinet 6 | ESR – Row 7 Cabinet 6 | RU#23 | otwin10c |  | Hewlett-Packard | ProLiant | DL 360 G5 | HEPA599 |  |  |  | May 7 2014 3:59PM
Ottawa | Ottawa -> ESR -> ROW 7 -> ESR – Row 7 Cabinet 6 | ESR – Row 7 Cabinet 6 | RU#22 | otwin10d |  | Hewlett-Packard | ProLiant | DL 360 G5 | HEPA599 |  |  |  | May 7 2014 3:59PM
Ottawa | Ottawa -> ESR -> ROW 7 -> ESR – Row 7 Cabinet 6 | ESR – Row 7 Cabinet 6 | RU#21 | otwin10e |  | Hewlett-Packard | ProLiant | DL 360 G5 | HEPA599 | unknown | unknown | 10.36.207.80 | May 7 2014 3:58PM
Ottawa | Ottawa -> ESR -> ROW 7 -> ESR – Row 7 Cabinet 6 | ESR – Row 7 Cabinet 6 | RU#20 | gatewayaix4 | LAB SERVICES | IBM | P-Series | p5-505 | IBMM172 | Unknown |  | 10.36.76.212 | May 7 2014 3:58PM
Ottawa | Ottawa -> ESR -> ROW 7 -> ESR – Row 7 Cabinet 6 | ESR – Row 7 Cabinet 6 | RU#05 | frigga | LAB SERVICES | IBM | P-Series | p5-520 | IBMN169 | 10-EA11F |  | 1036.76.111 | May 7 2014 3:58PM
Ottawa | Ottawa -> ESR -> ROW 7 -> ESR – Row 7 Cabinet 6 | ESR – Row 7 Cabinet 6 | RU#03 | ra | LAB SERVICES | SUN Microsystems | Sun Fire | V240 | SUN182 | FN52470084 |  | 10.36.76.73 | May 7 2014 3:58PM
Ottawa | Ottawa -> ESR -> ROW 7 -> ESR – Row 7 Cabinet 6 | ESR – Row 7 Cabinet 6 | RU#01 | labvmsvr11 | LAB SERVICES | Hewlett-Packard | ProLiant | DL385 G2 | HEPA850 | Unknown |  | 10.36.76.119 | May 7 2014 3:58PM
Ottawa | Ottawa -> Lab 739 -> ROW 1 -> ottlab739-row1-cab1 | ottlab739-row1-cab1 | RU#31 | HP/Compaq: DL380 G7 - SFF #3 |  | Hewlett-Packard | ProLiant | DL380 G7-SFF | HEPK280 |  |  |  | May 7 2014 2:41PM
Ottawa | Ottawa -> Lab 739 -> ROW 1 -> ottlab739-row1-cab1 | ottlab739-row1-cab1 | RU#29 | HP/Compaq: DL380 G7 - SFF #2 |  | Hewlett-Packard | ProLiant | DL380 G7-SFF | HEPK280 |  |  |  | May 7 2014 2:41PM
Ottawa | Ottawa -> Lab 739 -> ROW 1 -> ottlab739-row1-cab1 | ottlab739-row1-cab1 | RU#27 | HP/Compaq: DL380 G7 - SFF #1 |  | Hewlett-Packard | ProLiant | DL380 G7-SFF | HEPK280 |  |  |  | May 7 2014 2:41PM
Ottawa | Ottawa -> Lab 739 -> ROW 1 -> ottlab739-row1-cab1 | ottlab739-row1-cab1 | RU#25 | HP/Compaq: DL380 G5 #11 |  | Hewlett-Packard | ProLiant | DL380 G5 | HEPA633 |  |  |  | May 7 2014 2:41PM
Ottawa | Ottawa -> Lab 739 -> ROW 1 -> ottlab739-row1-cab1 | ottlab739-row1-cab1 | RU#23 | HP/Compaq: DL380 G5 #10 |  | Hewlett-Packard | ProLiant | DL380 G5 | HEPA633 |  |  |  | May 7 2014 2:41PM
Ottawa | Ottawa -> Lab 739 -> ROW 1 -> ottlab739-row1-cab1 | ottlab739-row1-cab1 | RU#21 | HP/Compaq: DL380 G5 #9 |  | Hewlett-Packard | ProLiant | DL380 G5 | HEPA633 |  |  |  | May 7 2014 2:41PM
Ottawa | Ottawa -> Lab 739 -> ROW 1 -> ottlab739-row1-cab1 | ottlab739-row1-cab1 | RU#19 | HP/Compaq: DL380 G5 #8 |  | Hewlett-Packard | ProLiant | DL380 G5 | HEPA633 |  |  |  | May 7 2014 2:41PM
Ottawa | Ottawa -> Lab 739 -> ROW 1 -> ottlab739-row1-cab1 | ottlab739-row1-cab1 | RU#17 | HP/Compaq: DL380 G5 #7 |  | Hewlett-Packard | ProLiant | DL380 G5 | HEPA633 |  |  |  | May 7 2014 2:41PM
Ottawa | Ottawa -> Lab 739 -> ROW 1 -> ottlab739-row1-cab1 | ottlab739-row1-cab1 | RU#15 | HP/Compaq: DL380 G5 #6 |  | Hewlett-Packard | ProLiant | DL380 G5 | HEPA633 |  |  |  | May 7 2014 2:41PM
Ottawa | Ottawa -> Lab 739 -> ROW 1 -> ottlab739-row1-cab1 | ottlab739-row1-cab1 | RU#13 | HP/Compaq: DL380 G5 #5 |  | Hewlett-Packard | ProLiant | DL380 G5 | HEPA633 |  |  |  | May 7 2014 2:41PM
Ottawa | Ottawa -> Lab 739 -> ROW 1 -> ottlab739-row1-cab1 | ottlab739-row1-cab1 | RU#11 | HP/Compaq: DL380 G5 #4 |  | Hewlett-Packard | ProLiant | DL380 G5 | HEPA633 |  |  |  | May 7 2014 2:41PM
Ottawa | Ottawa -> Lab 739 -> ROW 1 -> ottlab739-row1-cab1 | ottlab739-row1-cab1 | RU#09 | HP/Compaq: DL380 G5 #3 |  | Hewlett-Packard | ProLiant | DL380 G5 | HEPA633 |  |  |  | May 7 2014 2:41PM
Ottawa | Ottawa -> Lab 739 -> ROW 1 -> ottlab739-row1-cab1 | ottlab739-row1-cab1 | RU#07 | HP/Compaq: DL380 G5 #2 |  | Hewlett-Packard | ProLiant | DL380 G5 | HEPA633 |  |  |  | May 7 2014 2:40PM
Ottawa | Ottawa -> Lab 739 -> ROW 1 -> ottlab739-row1-cab1 | ottlab739-row1-cab1 | RU#05 | HP/Compaq: DL380 G5 #1 |  | Hewlett-Packard | ProLiant | DL380 G5 | HEPA633 |  |  |  | May 7 2014 2:40PM
Ottawa | Ottawa -> Lab 739 -> ROW 1 -> ottlab739-row1-cab1 | ottlab739-row1-cab1 | RU#04 | HP/Compaq: DL360 G7 #4 |  | Hewlett-Packard | ProLiant | DL360 G7 | HEPK293 |  |  |  | May 7 2014 2:40PM
Ottawa | Ottawa -> Lab 739 -> ROW 1 -> ottlab739-row1-cab1 | ottlab739-row1-cab1 | RU#03 | HP/Compaq: DL360 G7 #3 |  | Hewlett-Packard | ProLiant | DL360 G7 | HEPK293 |  |  |  | May 7 2014 2:40PM
Ottawa | Ottawa -> Lab 739 -> ROW 1 -> ottlab739-row1-cab1 | ottlab739-row1-cab1 | RU#02 | HP/Compaq: DL360 G7 #2 |  | Hewlett-Packard | ProLiant | DL360 G7 | HEPK293 |  |  |  | May 7 2014 2:40PM
Ottawa | Ottawa -> Lab 739 -> ROW 1 -> ottlab739-row1-cab1 | ottlab739-row1-cab1 | RU#01 | HP/Compaq: DL360 G7 #1 |  | Hewlett-Packard | ProLiant | DL360 G7 | HEPK293 |  |  |  | May 7 2014 2:40PM
Ottawa | Ottawa -> Lab 941 -> Row 1 -> Ottlab941-row1-cab1 | Ottlab941-row1-cab1 | RU#35 | SUN Microsystems: Enterprise M3000 #1 |  | SUN Microsystems | Enterprise | M3000 | SUN062 |  |  |  | May 7 2014 3:44PM
Ottawa | Ottawa -> Lab 941 -> Row 1 -> Ottlab941-row1-cab1 | Ottlab941-row1-cab1 | RU#34 | SUN Microsystems: V125 #2 |  | SUN Microsystems | Sun Fire | Sun Fire V125 Close | SUN930 |  |  |  | May 7 2014 3:44PM
Ottawa | Ottawa -> Lab 941 -> Row 1 -> Ottlab941-row1-cab1 | Ottlab941-row1-cab1 | RU#33 | SUN Microsystems: V125 #1 |  | SUN Microsystems | Sun Fire | Sun Fire V125 Close | SUN930 |  |  |  | May 7 2014 3:44PM
Ottawa | Ottawa -> Lab 941 -> Row 1 -> Ottlab941-row1-cab1 | Ottlab941-row1-cab1 | RU#32 | SUN Microsystems: V210 #6 |  | SUN Microsystems | Sun Fire | V210 | SUN184 |  |  |  | May 7 2014 3:44PM
Ottawa | Ottawa -> Lab 941 -> Row 1 -> Ottlab941-row1-cab1 | Ottlab941-row1-cab1 | RU#31 | SUN Microsystems: V210 #5 |  | SUN Microsystems | Sun Fire | V210 | SUN184 |  |  |  | May 7 2014 3:44PM
Ottawa | Ottawa -> Lab 941 -> Row 1 -> Ottlab941-row1-cab1 | Ottlab941-row1-cab1 | RU#30 | SUN Microsystems: V210 #4 |  | SUN Microsystems | Sun Fire | V210 | SUN184 |  |  |  | May 7 2014 3:44PM
Ottawa | Ottawa -> Lab 941 -> Row 1 -> Ottlab941-row1-cab1 | Ottlab941-row1-cab1 | RU#29 | SUN Microsystems: V210 #3 |  | SUN Microsystems | Sun Fire | V210 | SUN184 |  |  |  | May 7 2014 3:43PM
Ottawa | Ottawa -> Lab 941 -> Row 1 -> Ottlab941-row1-cab1 | Ottlab941-row1-cab1 | RU#28 | SUN Microsystems: V210 #2 |  | SUN Microsystems | Sun Fire | V210 | SUN184 |  |  |  | May 7 2014 3:43PM
Ottawa | Ottawa -> Lab 941 -> Row 1 -> Ottlab941-row1-cab1 | Ottlab941-row1-cab1 | RU#27 | SUN Microsystems: V210 #1 |  | SUN Microsystems | Sun Fire | V210 | SUN184 |  |  |  | May 7 2014 3:43PM
Ottawa | Ottawa -> Lab 941 -> Row 1 -> Ottlab941-row1-cab1 | Ottlab941-row1-cab1 | RU#23 | HP/Compaq: DL580 G5 #4 |  | Hewlett-Packard | ProLiant | DL580 G5 | HEPD255 |  |  |  | May 7 2014 3:43PM
Ottawa | Ottawa -> Lab 941 -> Row 1 -> Ottlab941-row1-cab1 | Ottlab941-row1-cab1 | RU#19 | HP/Compaq: DL580 G5 #3 |  | Hewlett-Packard | ProLiant | DL580 G5 | HEPD255 |  |  |  | May 7 2014 3:43PM
Ottawa | Ottawa -> Lab 941 -> Row 1 -> Ottlab941-row1-cab1 | Ottlab941-row1-cab1 | RU#15 | HP/Compaq: DL580 G5 #2 |  | Hewlett-Packard | ProLiant | DL580 G5 | HEPD255 |  |  |  | May 7 2014 3:43PM
Ottawa | Ottawa -> Lab 941 -> Row 1 -> Ottlab941-row1-cab1 | Ottlab941-row1-cab1 | RU#11 | HP/Compaq: DL580 G5 #1 |  | Hewlett-Packard | ProLiant | DL580 G5 | HEPD255 |  |  |  | May 7 2014 3:43PM
Ottawa | Ottawa -> Lab 941 -> Row 1 -> Ottlab941-row1-cab1 | Ottlab941-row1-cab1 | RU#09 | HP/Compaq: DL380 G5 #5 |  | Hewlett-Packard | ProLiant | DL380 G5 | HEPA633 |  |  |  | May 7 2014 3:42PM
Ottawa | Ottawa -> Lab 941 -> Row 1 -> Ottlab941-row1-cab1 | Ottlab941-row1-cab1 | RU#07 | HP/Compaq: DL380 G5 #4 |  | Hewlett-Packard | ProLiant | DL380 G5 | HEPA633 |  |  |  | May 7 2014 3:42PM
Ottawa | Ottawa -> Lab 941 -> Row 1 -> Ottlab941-row1-cab1 | Ottlab941-row1-cab1 | RU#05 | HP/Compaq: DL380 G5 #3 |  | Hewlett-Packard | ProLiant | DL380 G5 | HEPA633 |  |  |  | May 7 2014 3:42PM
Ottawa | Ottawa -> Lab 941 -> Row 1 -> Ottlab941-row1-cab1 | Ottlab941-row1-cab1 | RU#03 | HP/Compaq: DL380 G5 #2 |  | Hewlett-Packard | ProLiant | DL380 G5 | HEPA633 |  |  |  | May 7 2014 3:42PM
Ottawa | Ottawa -> Lab 941 -> Row 1 -> Ottlab941-row1-cab1 | Ottlab941-row1-cab1 | RU#01 | HP/Compaq: DL380 G5 #1 |  | Hewlett-Packard | ProLiant | DL380 G5 | HEPA633 |  |  |  | May 7 2014 3:42PM
Ottawa | Ottawa -> Lab 941 -> Row 1 -> Ottlab941-row1-cab2 | Ottlab941-row1-cab2 | RU#10 | IBM: Power 720 #1 |  | IBM | Power 7 Series | Power 720 Express (RackMount) | IBMC019 |  |  |  | May 7 2014 3:44PM
Ottawa | Ottawa -> Lab 941 -> Row 1 -> Ottlab941-row1-cab2 | Ottlab941-row1-cab2 | RU#07 | Dell: EqualLogic PS4000E #3 |  | Dell Computer | EqualLogic PS4000 Series | PS4000E | DELC402 |  |  |  | May 7 2014 3:44PM
Ottawa | Ottawa -> Lab 941 -> Row 1 -> Ottlab941-row1-cab2 | Ottlab941-row1-cab2 | RU#04 | Dell: EqualLogic PS4000E #2 |  | Dell Computer | EqualLogic PS4000 Series | PS4000E | DELC402 |  |  |  | May 7 2014 3:44PM
Ottawa | Ottawa -> Lab 941 -> Row 1 -> Ottlab941-row1-cab2 | Ottlab941-row1-cab2 | RU#01 | Dell: EqualLogic PS4000E #1 |  | Dell Computer | EqualLogic PS4000 Series | PS4000E | DELC402 |  |  |  | May 7 2014 3:44PM
Ottawa | Ottawa -> Lab 941 -> Row 1 -> Ottlab941-row1-cab3 | Ottlab941-row1-cab3 | RU#11 | HP/Compaq: rx2660 #1 |  | Hewlett-Packard | Integrity | rx2660 | HEPD058 |  |  |  | May 7 2014 3:45PM
Ottawa | Ottawa -> Lab 941 -> Row 1 -> Ottlab941-row1-cab3 | Ottlab941-row1-cab3 | RU#10 | HP/Compaq: DL145 G2 #1 |  | Hewlett-Packard | ProLiant | DL145 G2 | HEPA363 |  |  |  | May 7 2014 3:45PM
Ottawa | Ottawa -> Lab 941 -> Row 1 -> Ottlab941-row1-cab3 | Ottlab941-row1-cab3 | RU#09 | HP/Compaq: DL360 G4p #2 |  | Hewlett-Packard | ProLiant | DL360 G4p | HEPA365 |  |  |  | May 7 2014 3:45PM
Ottawa | Ottawa -> Lab 941 -> Row 1 -> Ottlab941-row1-cab3 | Ottlab941-row1-cab3 | RU#08 | HP/Compaq: DL360 G4p #1 |  | Hewlett-Packard | ProLiant | DL360 G4p | HEPA365 |  |  |  | May 7 2014 3:45PM
Ottawa | Ottawa -> Lab 941 -> Row 1 -> Ottlab941-row1-cab3 | Ottlab941-row1-cab3 | RU#07 | HP/Compaq: DL360 G5 #1 |  | Hewlett-Packard | ProLiant | DL 360 G5 | HEPA599 |  |  |  | May 7 2014 3:45PM
Ottawa | Ottawa -> Lab 941 -> Row 1 -> Ottlab941-row1-cab3 | Ottlab941-row1-cab3 | RU#06 | HP/Compaq: DL140 G3 #1 |  | Hewlett-Packard | ProLiant | DL140 G3 | HEPA847 |  |  |  | May 7 2014 3:45PM
Ottawa | Ottawa -> Lab 941 -> Row 1 -> Ottlab941-row1-cab3 | Ottlab941-row1-cab3 | RU#04 | HP/Compaq: rp3440-4 #2 |  | Hewlett-Packard | HP 9000 | rp3440-4 | HP997 |  |  |  | May 7 2014 3:45PM
Ottawa | Ottawa -> Lab 941 -> Row 1 -> Ottlab941-row1-cab3 | Ottlab941-row1-cab3 | RU#02 | HP/Compaq: rp3440-4 #1 |  | Hewlett-Packard | HP 9000 | rp3440-4 | HP997 |  |  |  | May 7 2014 3:45PM
Ottawa | Ottawa -> Lab 941 -> Row 1 -> Ottlab941-row1-cab3 | Ottlab941-row1-cab3 | RU#01 | SUN Microsystems: V210 #1 |  | SUN Microsystems | Sun Fire | V210 | SUN184 |  |  |  | May 7 2014 3:45PM
Ottawa | Ottawa -> MSR -> MDC - ROW A -> MDC – Row A Rack 1 | MDC – Row A Rack 1 | RU#44 | AllStream Patch Panel1 |  | Generic Equipment Set | Patch Panel | 1U 24-Port RJ45 Patch Panel | GENR976 |  |  |  | May 7 2014 6:15PM
Ottawa | Ottawa -> MSR -> MDC - ROW A -> MDC – Row A Rack 1 | MDC – Row A Rack 1 | RU#43 | AllStream Patch Panel2 |  | Generic Equipment Set | Patch Panel | 1U 24-Port RJ45 Patch Panel | GENR976 |  |  |  | May 7 2014 6:15PM
Ottawa | Ottawa -> MSR -> MDC - ROW A -> MDC – Row A Rack 1 | MDC – Row A Rack 1 | RU#10 | Generic: 19 Inch 1U Shelf #1 |  | Generic Equipment Set | Shelf | 19 Inch 1U Shelf | GENR944 |  |  |  | May 7 2014 6:15PM
Ottawa | Ottawa -> MSR -> MDC - ROW A -> MDC – Row A Rack 1 | MDC – Row A Rack 1 | RU#08 | AllStream tranceivers |  | Generic Equipment Set | Panel | Blank 2U Panel | GENR260 | Unknown |  | Unknown | May 7 2014 6:15PM
Ottawa | Ottawa -> MSR -> MDC - ROW A -> MDC – Row A Rack 1 | MDC – Row A Rack 1 | RU#05 | AllStream Fibre Patch Panel |  | ADC Telecommunications | FL2000 Series | FL2000 24 Position | ADCT896 | Unknown |  | Unknown | May 7 2014 6:15PM
Ottawa | Ottawa -> MSR -> MDC - ROW A -> MDC – Row A Rack 1 | MDC – Row A Rack 1 | RU#01 | obstructed |  | Generic Equipment Set | Panel | Blank 4U Panel | GENR262 |  |  |  | May 7 2014 6:15PM
Ottawa | Ottawa -> MSR -> MDC - ROW A -> MDC – Row A Rack 1 -> Generic: 19 Inch 1U Shelf #1 | Generic: 19 Inch 1U Shelf #1 | InOutPlug#1 | AllStream ADSL Router |  | Netgear | ADSL Modem | DM602 | NETG171 |  |  |  | May 8 2014 1:05PM
Ottawa | Ottawa -> MSR -> MDC - ROW A -> MDC – Row A Rack 3 | MDC – Row A Rack 3 | RU#42 | Opticom1 |  | Generic Equipment Set | Panel | Blank 4U Panel | GENR262 |  |  |  | May 7 2014 6:18PM
Ottawa | Ottawa -> MSR -> MDC - ROW A -> MDC – Row A Rack 3 | MDC – Row A Rack 3 | RU#38 | Opticom2 |  | Generic Equipment Set | Panel | Blank 4U Panel | GENR262 |  |  |  | May 7 2014 6:18PM
Ottawa | Ottawa -> MSR -> MDC - ROW A -> MDC – Row A Rack 3 | MDC – Row A Rack 3 | RU#34 | Opticom3 |  | Generic Equipment Set | Panel | Blank 4U Panel | GENR262 |  |  |  | May 7 2014 6:18PM
Ottawa | Ottawa -> MSR -> MDC - ROW A -> MDC – Row A Rack 3 | MDC – Row A Rack 3 | RU#33 | ottlanprobe | NETWORK SERVICES | Netscout Systems | nGenius | nGenius 9912-HC | NTSC007 | Unknown |  | 10.36.4.23 | May 7 2014 6:18PM
Ottawa | Ottawa -> MSR -> MDC - ROW A -> MDC – Row A Rack 3 | MDC – Row A Rack 3 | RU#31 | unknown | NETWORK SERVICES | Vernier Networks | EdgeWall | EW7030 | VERN009 | Unknown |  | Unknown | May 7 2014 6:18PM
Ottawa | Ottawa -> MSR -> MDC - ROW A -> MDC – Row A Rack 3 | MDC – Row A Rack 3 | RU#29 | Cable Management1 |  | Panduit | PatchLink | WMPH2E | PAND773 |  |  |  | May 7 2014 6:18PM
Ottawa | Ottawa -> MSR -> MDC - ROW A -> MDC – Row A Rack 3 | MDC – Row A Rack 3 | RU#28 | ottlanprobe fibre panel |  | Generic Equipment Set | Patch Panel | 12-Port RJ45 Patch Panel | GENR475 |  |  |  | May 7 2014 6:18PM
Ottawa | Ottawa -> MSR -> MDC - ROW A -> MDC – Row A Rack 3 | MDC – Row A Rack 3 | RU#22 | ottawa-greha | NETWORK SERVICES | Cisco Systems | Cisco 7200 | CISCO7204VXR | CSCO209 | 35843053 |  | 10.36.1.251 | May 7 2014 6:18PM
Ottawa | Ottawa -> MSR -> MDC - ROW A -> MDC – Row A Rack 3 | MDC – Row A Rack 3 | RU#20 | Cable Management2 |  | Panduit | PatchLink | WMPH2E | PAND773 |  |  |  | May 7 2014 6:18PM
Ottawa | Ottawa -> MSR -> MDC - ROW A -> MDC – Row A Rack 3 | MDC – Row A Rack 3 | RU#05 | ottcsa | NETWORK SERVICES | Cisco Systems | Catalyst 6500 | WS-C6509-2 | CICO323 | SMC1028009S |  | 10.36.254.8 | May 7 2014 6:18PM
Ottawa | Ottawa -> MSR -> MDC - ROW A -> MDC – Row A Rack 3 | MDC – Row A Rack 3 | RU#01 | obstructed |  | Generic Equipment Set | Panel | Blank 4U Panel | GENR262 |  |  |  | May 7 2014 6:17PM
Ottawa | Ottawa -> MSR -> MDC - ROW A -> MDC – Row A Rack 4 | MDC – Row A Rack 4 | RU#44 | Cable Management1 |  | Panduit | PatchLink | WMPH2E | PAND773 |  |  |  | May 7 2014 6:22PM
Ottawa | Ottawa -> MSR -> MDC - ROW A -> MDC – Row A Rack 4 | MDC – Row A Rack 4 | RU#42 | Patch Panel (IDC 1.1) |  | Panduit | Mini-Com | CP48BL | PAND394 |  |  |  | May 7 2014 6:22PM
Ottawa | Ottawa -> MSR -> MDC - ROW A -> MDC – Row A Rack 4 | MDC – Row A Rack 4 | RU#40 | Cable Management2 |  | Panduit | PatchLink | WMPH2E | PAND773 |  |  |  | May 7 2014 6:21PM
Ottawa | Ottawa -> MSR -> MDC - ROW A -> MDC – Row A Rack 4 | MDC – Row A Rack 4 | RU#38 | Patch Panel (IDC 7.1 &amp; 8.1) |  | Panduit | Mini-Com | CP48BL | PAND394 |  |  |  | May 7 2014 6:21PM
Ottawa | Ottawa -> MSR -> MDC - ROW A -> MDC – Row A Rack 4 | MDC – Row A Rack 4 | RU#36 | Cable Management3 |  | Panduit | PatchLink | WMPH2E | PAND773 |  |  |  | May 7 2014 6:21PM
Ottawa | Ottawa -> MSR -> MDC - ROW A -> MDC – Row A Rack 4 | MDC – Row A Rack 4 | RU#34 | Patch Panel (IDC 9.1 &amp; 10.1) |  | Panduit | Mini-Com | CP48BL | PAND394 |  |  |  | May 7 2014 6:21PM
Ottawa | Ottawa -> MSR -> MDC - ROW A -> MDC – Row A Rack 4 | MDC – Row A Rack 4 | RU#32 | Cable Management4 |  | Panduit | PatchLink | WMPH2E | PAND773 |  |  |  | May 7 2014 6:20PM
Ottawa | Ottawa -> MSR -> MDC - ROW A -> MDC – Row A Rack 4 | MDC – Row A Rack 4 | RU#30 | Patch Panel (IDC 11.1) |  | Panduit | Mini-Com | CP48BL | PAND394 |  |  |  | May 7 2014 6:20PM
Ottawa | Ottawa -> MSR -> MDC - ROW A -> MDC – Row A Rack 4 | MDC – Row A Rack 4 | RU#28 | Cable Management5 |  | Panduit | PatchLink | WMPH2E | PAND773 |  |  |  | May 7 2014 6:20PM
Ottawa | Ottawa -> MSR -> MDC - ROW A -> MDC – Row A Rack 4 | MDC – Row A Rack 4 | RU#26 | Patch Panel (Lab 642) |  | Panduit | Mini-Com | CP48BL | PAND394 |  |  |  | May 7 2014 6:20PM
Ottawa | Ottawa -> MSR -> MDC - ROW A -> MDC – Row A Rack 4 | MDC – Row A Rack 4 | RU#24 | Cable Management |  | Panduit | PatchLink | WMPH2E | PAND773 |  |  |  | May 7 2014 6:19PM
Ottawa | Ottawa -> MSR -> MDC - ROW A -> MDC – Row A Rack 4 | MDC – Row A Rack 4 | RU#23 | ottconsole | GSO | Cyclades | AlterPath | ACS48 | CYCL017 | Unknown |  | 10.36.5.99 | May 7 2014 6:19PM
Ottawa | Ottawa -> MSR -> MDC - ROW A -> MDC – Row A Rack 4 | MDC – Row A Rack 4 | RU#22 | conottawa3 | GSO | Cyclades | AlterPath | ACS48 | CYCL017 | Unknown |  | 10.36.4.110 | May 7 2014 6:19PM
Ottawa | Ottawa -> MSR -> MDC - ROW A -> MDC – Row A Rack 4 | MDC – Row A Rack 4 | RU#21 | KVM-OTTAWA-1 |  | Raritan Computer | Dominion KX II | DKX2-232 | RCI150 |  |  |  | May 7 2014 6:19PM
Ottawa | Ottawa -> MSR -> MDC - ROW A -> MDC – Row A Rack 4 | MDC – Row A Rack 4 | RU#05 | ottcsb | NETWORK SERVICES | Cisco Systems | Catalyst 6500 | WS-C6509-2 | CICO323 | SMC1028009Y |  | 10.36.254.9 | May 7 2014 6:19PM
Ottawa | Ottawa -> MSR -> MDC - ROW A -> MDC – Row A Rack 4 | MDC – Row A Rack 4 | RU#01 | obstructed |  | Generic Equipment Set | Panel | Blank 4U Panel | GENR262 |  |  |  | May 7 2014 6:18PM
Ottawa | Ottawa -> MSR -> MDC - ROW A -> MDC – Row A Rack 5 | MDC – Row A Rack 5 | RU#42 | Opticom |  | Generic Equipment Set | Panel | Blank 4U Panel | GENR262 |  |  |  | May 7 2014 6:24PM
Ottawa | Ottawa -> MSR -> MDC - ROW A -> MDC – Row A Rack 5 | MDC – Row A Rack 5 | RU#40 | Cable Management1 |  | Panduit | PatchLink | WMPH2E | PAND773 |  |  |  | May 7 2014 6:24PM
Ottawa | Ottawa -> MSR -> MDC - ROW A -> MDC – Row A Rack 5 | MDC – Row A Rack 5 | RU#38 | Patch Panel (Row 5 Cabinet 4) |  | Panduit | Mini-Com | CP48BL | PAND394 |  |  |  | May 7 2014 6:24PM
Ottawa | Ottawa -> MSR -> MDC - ROW A -> MDC – Row A Rack 5 | MDC – Row A Rack 5 | RU#36 | Cable Management2 |  | Panduit | PatchLink | WMPH2E | PAND773 |  |  |  | May 7 2014 6:23PM
Ottawa | Ottawa -> MSR -> MDC - ROW A -> MDC – Row A Rack 5 | MDC – Row A Rack 5 | RU#34 | Patch Panel (Row 5 Cabinet 5) |  | Panduit | Mini-Com | CP48BL | PAND394 |  |  |  | May 7 2014 6:23PM
Ottawa | Ottawa -> MSR -> MDC - ROW A -> MDC – Row A Rack 5 | MDC – Row A Rack 5 | RU#32 | Cable Management3 |  | Panduit | PatchLink | WMPH2E | PAND773 |  |  |  | May 7 2014 6:23PM
Ottawa | Ottawa -> MSR -> MDC - ROW A -> MDC – Row A Rack 5 | MDC – Row A Rack 5 | RU#30 | Patch Panel (Unknown) |  | Panduit | Mini-Com | CP48BL | PAND394 |  |  |  | May 7 2014 6:23PM
Ottawa | Ottawa -> MSR -> MDC - ROW A -> MDC – Row A Rack 5 | MDC – Row A Rack 5 | RU#28 | Cable Management4 |  | Panduit | PatchLink | WMPH2E | PAND773 |  |  |  | May 7 2014 6:22PM
Ottawa | Ottawa -> MSR -> MDC - ROW A -> MDC – Row A Rack 5 | MDC – Row A Rack 5 | RU#27 | ottvg248 | NETWORK SERVICES | Cisco Systems | VG200 Series Gateways | VG248 | CSCO649 | SAD06270066 |  | 10.36.84.25 | May 7 2014 6:22PM
Ottawa | Ottawa -> MSR -> MDC - ROW A -> MDC – Row A Rack 5 | MDC – Row A Rack 5 | RU#24 | ServiceDesk Internet | NETWORK SERVICES | Cisco Systems | Catalyst 2950 | WS-C2950-24 | CSCO595 |  |  | Unknown | May 7 2014 6:22PM
Ottawa | Ottawa -> MSR -> MDC - ROW A -> MDC – Row A Rack 5 | MDC – Row A Rack 5 | RU#23 | Generic: 19 Inch 1U Shelf #1 |  | Generic Equipment Set | Shelf | 19 Inch 1U Shelf | GENR944 |  |  |  | May 7 2014 6:22PM
Ottawa | Ottawa -> MSR -> MDC - ROW A -> MDC – Row A Rack 5 | MDC – Row A Rack 5 | RU#01 | obstructed |  | Generic Equipment Set | Panel | Blank 4U Panel | GENR262 |  |  |  | May 7 2014 6:22PM
Ottawa | Ottawa -> MSR -> MDC - ROW A -> MDC – Row A Rack 6 | MDC – Row A Rack 6 | RU#44 | Cable Management1 |  | Panduit | PatchLink | WMPH2E | PAND773 |  |  |  | May 7 2014 6:27PM
Ottawa | Ottawa -> MSR -> MDC - ROW A -> MDC – Row A Rack 6 | MDC – Row A Rack 6 | RU#42 | Patch Panel (6th Floor &amp; MDF Block 4) |  | Panduit | Mini-Com | CP48BL | PAND394 |  |  |  | May 7 2014 6:27PM
Ottawa | Ottawa -> MSR -> MDC - ROW A -> MDC – Row A Rack 6 | MDC – Row A Rack 6 | RU#40 | Cable Management2 |  | Panduit | PatchLink | WMPH2E | PAND773 |  |  |  | May 7 2014 6:26PM
Ottawa | Ottawa -> MSR -> MDC - ROW A -> MDC – Row A Rack 6 | MDC – Row A Rack 6 | RU#38 | Patch Panel2 (6th Floor) |  | Panduit | Mini-Com | CP48BL | PAND394 |  |  |  | May 7 2014 6:26PM
Ottawa | Ottawa -> MSR -> MDC - ROW A -> MDC – Row A Rack 6 | MDC – Row A Rack 6 | RU#36 | Cable Management3 |  | Panduit | PatchLink | WMPH2E | PAND773 |  |  |  | May 7 2014 6:26PM
Ottawa | Ottawa -> MSR -> MDC - ROW A -> MDC – Row A Rack 6 | MDC – Row A Rack 6 | RU#34 | Patch Panel3 (6th Floor) |  | Panduit | Mini-Com | CP48BL | PAND394 |  |  |  | May 7 2014 6:26PM
Ottawa | Ottawa -> MSR -> MDC - ROW A -> MDC – Row A Rack 6 | MDC – Row A Rack 6 | RU#32 | Cable Management4 |  | Panduit | PatchLink | WMPH2E | PAND773 |  |  |  | May 7 2014 6:25PM
Ottawa | Ottawa -> MSR -> MDC - ROW A -> MDC – Row A Rack 6 | MDC – Row A Rack 6 | RU#30 | Patch Panel4 (6th Floor) |  | Panduit | Mini-Com | CP48BL | PAND394 |  |  |  | May 7 2014 6:25PM
Ottawa | Ottawa -> MSR -> MDC - ROW A -> MDC – Row A Rack 6 | MDC – Row A Rack 6 | RU#28 | Cable Management5 |  | Panduit | PatchLink | WMPH2E | PAND773 |  |  |  | May 7 2014 6:25PM
Ottawa | Ottawa -> MSR -> MDC - ROW A -> MDC – Row A Rack 6 | MDC – Row A Rack 6 | RU#26 | Patch Panel 5 (6th Floor) |  | Panduit | Mini-Com | CP48BL | PAND394 |  |  |  | May 7 2014 6:25PM
Ottawa | Ottawa -> MSR -> MDC - ROW A -> MDC – Row A Rack 6 | MDC – Row A Rack 6 | RU#24 | Cable Management6 |  | Panduit | PatchLink | WMPH2E | PAND773 |  |  |  | May 7 2014 6:24PM
Ottawa | Ottawa -> MSR -> MDC - ROW A -> MDC – Row A Rack 6 | MDC – Row A Rack 6 | RU#05 | ott06sb | NETWORK SERVICES | Cisco Systems | Catalyst 6500 | WS-C6509-2 | CICO323 | SMC1028007S |  | 10.36.28.11 | May 7 2014 6:24PM
Ottawa | Ottawa -> MSR -> MDC - ROW A -> MDC – Row A Rack 6 | MDC – Row A Rack 6 | RU#01 | obstructed |  | Generic Equipment Set | Panel | Blank 4U Panel | GENR262 |  |  |  | May 7 2014 6:24PM
Ottawa | Ottawa -> MSR -> MDC - ROW A -> MDC – Row A Rack 7 | MDC – Row A Rack 7 | RU#44 | Cable Management1 |  | Panduit | PatchLink | WMPH2E | PAND773 |  |  |  | May 7 2014 6:30PM
Ottawa | Ottawa -> MSR -> MDC - ROW A -> MDC – Row A Rack 7 | MDC – Row A Rack 7 | RU#42 | Patch Panel1 (6th Floor) |  | Panduit | Mini-Com | CP48BL | PAND394 |  |  |  | May 7 2014 6:30PM
Ottawa | Ottawa -> MSR -> MDC - ROW A -> MDC – Row A Rack 7 | MDC – Row A Rack 7 | RU#40 | Cable Management2 |  | Panduit | PatchLink | WMPH2E | PAND773 |  |  |  | May 7 2014 6:30PM
Ottawa | Ottawa -> MSR -> MDC - ROW A -> MDC – Row A Rack 7 | MDC – Row A Rack 7 | RU#38 | Patch Panel2 (6th Floor) |  | Panduit | Mini-Com | CP48BL | PAND394 |  |  |  | May 7 2014 6:30PM
Ottawa | Ottawa -> MSR -> MDC - ROW A -> MDC – Row A Rack 7 | MDC – Row A Rack 7 | RU#36 | Cable Management3 |  | Panduit | PatchLink | WMPH2E | PAND773 |  |  |  | May 7 2014 6:29PM
Ottawa | Ottawa -> MSR -> MDC - ROW A -> MDC – Row A Rack 7 | MDC – Row A Rack 7 | RU#34 | Patch Panel3 (6th Floor) |  | Panduit | Mini-Com | CP48BL | PAND394 |  |  |  | May 7 2014 6:29PM
Ottawa | Ottawa -> MSR -> MDC - ROW A -> MDC – Row A Rack 7 | MDC – Row A Rack 7 | RU#32 | Cable Management4 |  | Panduit | PatchLink | WMPH2E | PAND773 |  |  |  | May 7 2014 6:29PM
Ottawa | Ottawa -> MSR -> MDC - ROW A -> MDC – Row A Rack 7 | MDC – Row A Rack 7 | RU#30 | Patch Panel4 (6th Floor) |  | Panduit | Mini-Com | CP48BL | PAND394 |  |  |  | May 7 2014 6:29PM
Ottawa | Ottawa -> MSR -> MDC - ROW A -> MDC – Row A Rack 7 | MDC – Row A Rack 7 | RU#28 | Cable Management5 |  | Panduit | PatchLink | WMPH2E | PAND773 |  |  |  | May 7 2014 6:28PM
Ottawa | Ottawa -> MSR -> MDC - ROW A -> MDC – Row A Rack 7 | MDC – Row A Rack 7 | RU#26 | Patch Panel5 (6th Floor) |  | Panduit | Mini-Com | CP48BL | PAND394 |  |  |  | May 7 2014 6:28PM
Ottawa | Ottawa -> MSR -> MDC - ROW A -> MDC – Row A Rack 7 | MDC – Row A Rack 7 | RU#24 | Cable Management6 |  | Panduit | PatchLink | WMPH2E | PAND773 |  |  |  | May 7 2014 6:28PM
Ottawa | Ottawa -> MSR -> MDC - ROW A -> MDC – Row A Rack 7 | MDC – Row A Rack 7 | RU#05 | ott06sa | NETWORK SERVICES | Cisco Systems | Catalyst 6500 | WS-C6509-2 | CICO323 | SMC1026009F |  | 10.36.28.10 | May 7 2014 6:28PM
Ottawa | Ottawa -> MSR -> MDC - ROW A -> MDC – Row A Rack 7 | MDC – Row A Rack 7 | RU#01 | obstructed |  | Generic Equipment Set | Panel | Blank 4U Panel | GENR262 |  |  |  | May 7 2014 6:27PM
Ottawa | Ottawa -> MSR -> MDC - ROW A -> MDC – Row A Rack 8 | MDC – Row A Rack 8 | RU#44 | Cable Management1 |  | Panduit | PatchLink | WMPH2E | PAND773 |  |  |  | May 7 2014 6:33PM
Ottawa | Ottawa -> MSR -> MDC - ROW A -> MDC – Row A Rack 8 | MDC – Row A Rack 8 | RU#42 | Patch Panel1 (6th Floor) |  | Panduit | Mini-Com | CP48BL | PAND394 |  |  |  | May 7 2014 6:33PM
Ottawa | Ottawa -> MSR -> MDC - ROW A -> MDC – Row A Rack 8 | MDC – Row A Rack 8 | RU#40 | Cable Management2 |  | Panduit | PatchLink | WMPH2E | PAND773 |  |  |  | May 7 2014 6:32PM
Ottawa | Ottawa -> MSR -> MDC - ROW A -> MDC – Row A Rack 8 | MDC – Row A Rack 8 | RU#38 | Patch Panel2 (6th Floor) |  | Panduit | Mini-Com | CP48BL | PAND394 |  |  |  | May 7 2014 6:32PM
Ottawa | Ottawa -> MSR -> MDC - ROW A -> MDC – Row A Rack 8 | MDC – Row A Rack 8 | RU#36 | Cable Management3 |  | Panduit | PatchLink | WMPH2E | PAND773 |  |  |  | May 7 2014 6:32PM
Ottawa | Ottawa -> MSR -> MDC - ROW A -> MDC – Row A Rack 8 | MDC – Row A Rack 8 | RU#34 | Patch Panel3 (6th Floor) |  | Panduit | Mini-Com | CP48BL | PAND394 |  |  |  | May 7 2014 6:32PM
Ottawa | Ottawa -> MSR -> MDC - ROW A -> MDC – Row A Rack 8 | MDC – Row A Rack 8 | RU#32 | Cable Management4 |  | Panduit | PatchLink | WMPH2E | PAND773 |  |  |  | May 7 2014 6:31PM
Ottawa | Ottawa -> MSR -> MDC - ROW A -> MDC – Row A Rack 8 | MDC – Row A Rack 8 | RU#30 | Patch Panel4 (6th Floor) |  | Panduit | Mini-Com | CP48BL | PAND394 |  |  |  | May 7 2014 6:31PM
Ottawa | Ottawa -> MSR -> MDC - ROW A -> MDC – Row A Rack 8 | MDC – Row A Rack 8 | RU#28 | Cable Management5 |  | Panduit | PatchLink | WMPH2E | PAND773 |  |  |  | May 7 2014 6:31PM
Ottawa | Ottawa -> MSR -> MDC - ROW A -> MDC – Row A Rack 8 | MDC – Row A Rack 8 | RU#26 | Patch Panel5 (6th Floor) |  | Panduit | Mini-Com | CP48BL | PAND394 |  |  |  | May 7 2014 6:31PM
Ottawa | Ottawa -> MSR -> MDC - ROW A -> MDC – Row A Rack 8 | MDC – Row A Rack 8 | RU#24 | Cable Management6 |  | Panduit | PatchLink | WMPH2E | PAND773 |  |  |  | May 7 2014 6:30PM
Ottawa | Ottawa -> MSR -> MDC - ROW A -> MDC – Row A Rack 8 | MDC – Row A Rack 8 | RU#01 | obstructed |  | Generic Equipment Set | Panel | Blank 4U Panel | GENR262 |  |  |  | May 7 2014 6:30PM
Ottawa | Ottawa -> MSR -> MDC - ROW A -> MDC – Row A Rack 9 | MDC – Row A Rack 9 | RU#01 | obstructed |  | Generic Equipment Set | Panel | Blank 4U Panel | GENR262 |  |  |  | May 7 2014 6:33PM
Ottawa | Ottawa -> MSR -> MDC - ROW A -> MDC– Row A Rack 2 | MDC– Row A Rack 2 | RU#40 | Cable Management1 |  | Panduit | PatchLink | WMPH2E | PAND773 |  |  |  | May 7 2014 6:17PM
Ottawa | Ottawa -> MSR -> MDC - ROW A -> MDC– Row A Rack 2 | MDC– Row A Rack 2 | RU#38 | Patch Panel (MDF Block 4) |  | Panduit | Mini-Com | CP48BL | PAND394 |  |  |  | May 7 2014 6:17PM
Ottawa | Ottawa -> MSR -> MDC - ROW A -> MDC– Row A Rack 2 | MDC– Row A Rack 2 | RU#36 | Cable Management2 |  | Panduit | PatchLink | WMPH2E | PAND773 |  |  |  | May 7 2014 6:17PM
Ottawa | Ottawa -> MSR -> MDC - ROW A -> MDC– Row A Rack 2 | MDC– Row A Rack 2 | RU#33 | ottvgw2 | NETWORK SERVICES | Cisco Systems | Cisco 3700 | CISCO3745 | CSCO339 | JMX0823L3AZ |  | 10.36.128.52 | May 7 2014 6:16PM
Ottawa | Ottawa -> MSR -> MDC - ROW A -> MDC– Row A Rack 2 | MDC– Row A Rack 2 | RU#30 | ottawa-wan | NETWORK SERVICES | Cisco Systems | Cisco 7200 | CISCO7204VXR | CSCO209 | 18285672 |  | 10.254.0.3 | May 7 2014 6:16PM
Ottawa | Ottawa -> MSR -> MDC - ROW A -> MDC– Row A Rack 2 | MDC– Row A Rack 2 | RU#26 | ottawainet-rtr1 | NETWORK SERVICES | Cisco Systems | Cisco 3700 | CISCO3745 | CSCO339 |  |  | 192.150.5.1 | May 7 2014 6:16PM
Ottawa | Ottawa -> MSR -> MDC - ROW A -> MDC– Row A Rack 2 | MDC– Row A Rack 2 | RU#23 | asa-ottawa-1 | NETWORK SERVICES | Cisco Systems | ASA 5500 | ASA 5520 | CICO119 | JMX1323L16B | 200001611 |  | May 7 2014 6:16PM
Ottawa | Ottawa -> MSR -> MDC - ROW A -> MDC– Row A Rack 2 | MDC– Row A Rack 2 | RU#20 | ottvgw1 |  | Cisco Systems | Cisco 3900 | Cisco3945/K9 | CISY860 |  |  |  | May 7 2014 6:16PM
Ottawa | Ottawa -> MSR -> MDC - ROW A -> MDC– Row A Rack 2 | MDC– Row A Rack 2 | RU#14 | ottoutside | NETWORK SERVICES | Cisco Systems | Catalyst 3550 | WS-C3550-24-DC-SMI -1RU | CISO264 | CAT0821X12L |  | 172.17.19.15 | May 7 2014 6:16PM
Ottawa | Ottawa -> MSR -> MDC - ROW A -> MDC– Row A Rack 2 | MDC– Row A Rack 2 | RU#12 | Cable Management |  | Panduit | PatchLink | WMPH2E | PAND773 |  |  |  | May 7 2014 6:16PM
Ottawa | Ottawa -> MSR -> MDC - ROW A -> MDC– Row A Rack 2 | MDC– Row A Rack 2 | RU#09 | ottdmz | NETWORK SERVICES | Cisco Systems | Catalyst 3550 | WS-C3550-24-DC-SMI -1RU | CISO264 | FHK0611W0K8 |  | 172.17.19.16 | May 7 2014 6:16PM
Ottawa | Ottawa -> MSR -> MDC - ROW A -> MDC– Row A Rack 2 | MDC– Row A Rack 2 | RU#07 | ottinetfw1 | NETWORK SECURITY | Juniper Networks | SSG Series | SSG-520-001 | JUNP443 |  |  | 10.36.3.3 | May 7 2014 6:16PM
Ottawa | Ottawa -> MSR -> MDC - ROW A -> MDC– Row A Rack 2 | MDC– Row A Rack 2 | RU#05 | ottinetfw2 | NETWORK SERVICES | Juniper Networks | SSG Series | SSG-520-001 | JUNP443 |  |  | 10.36.3.4 | May 7 2014 6:16PM
Ottawa | Ottawa -> MSR -> MDC - ROW A -> MDC– Row A Rack 2 | MDC– Row A Rack 2 | RU#01 | obstructed |  | Generic Equipment Set | Panel | Blank 4U Panel | GENR262 |  |  |  | May 7 2014 6:15PM
Ottawa | Ottawa -> MSR -> ROW 2 -> Row 2 Cabinet 1 | Row 2 Cabinet 1 | RU#38 | IB Switch A (ottstore) | STORAGE SERVICES | Cisco Systems | Cisco SFS 3000 Series | SFS-3001-4X012-SK9 | CICO125 |  |  | NA | May 7 2014 6:04PM
Ottawa | Ottawa -> MSR -> ROW 2 -> Row 2 Cabinet 1 | Row 2 Cabinet 1 | RU#37 | IB Switch B (ottstore) | STORAGE SERVICES | Cisco Systems | Cisco SFS 3000 Series | SFS-3001-4X012-SK9 | CICO125 |  |  | NA | May 7 2014 6:04PM
Ottawa | Ottawa -> MSR -> ROW 2 -> Row 2 Cabinet 1 | Row 2 Cabinet 1 | RU#35 | ottstore1 | STORAGE SERVICES | Isilon Systems | IQ Series | IQ 3000i | ISLN004 | G100600059J |  | 10.36.4.175 | May 7 2014 6:04PM
Ottawa | Ottawa -> MSR -> ROW 2 -> Row 2 Cabinet 1 | Row 2 Cabinet 1 | RU#33 | ottstore3 | STORAGE SERVICES | Isilon Systems | IQ Series | IQ 3000i | ISLN004 | G100600070J |  | 10.36.4.176 | May 7 2014 6:04PM
Ottawa | Ottawa -> MSR -> ROW 2 -> Row 2 Cabinet 1 | Row 2 Cabinet 1 | RU#31 | ottstore2 | STORAGE SERVICES | Isilon Systems | IQ Series | IQ 3000i | ISLN004 | G100600071J |  | 10.36.4.177 | May 7 2014 6:04PM
Ottawa | Ottawa -> MSR -> ROW 2 -> Row 2 Cabinet 1 | Row 2 Cabinet 1 | RU#30 | ottstore-bkp AKA:ottstore4 | STORAGE SERVICES | Hewlett-Packard | ProLiant | DL360 G6 | HEPD899 | A104100002L |  | 10.36.4.169 | May 7 2014 6:04PM
Ottawa | Ottawa -> MSR -> ROW 2 -> Row 2 Cabinet 1 | Row 2 Cabinet 1 | RU#28 | ottstore5 | STORAGE SERVICES | Isilon Systems | IQ Series | IQ 3000i | ISLN004 | G100600071J |  | 10.36.4.177 | May 7 2014 6:04PM
Ottawa | Ottawa -> MSR -> ROW 2 -> Row 2 Cabinet 1 | Row 2 Cabinet 1 | RU#26 | ottstore6 | STORAGE SERVICES | Isilon Systems | S-Series | S200 | ISLN036 |  |  |  | May 7 2014 6:04PM
Ottawa | Ottawa -> MSR -> ROW 2 -> Row 2 Cabinet 1 | Row 2 Cabinet 1 | RU#24 | ottstore7 | STORAGE SERVICES | Isilon Systems | S-Series | S200 | ISLN036 |  |  |  | May 7 2014 6:03PM
Ottawa | Ottawa -> MSR -> ROW 2 -> Row 2 Cabinet 1 | Row 2 Cabinet 1 | RU#22 | ottstore8 | STORAGE SERVICES | Isilon Systems | S-Series | S200 | ISLN036 |  |  |  | May 7 2014 6:03PM
Ottawa | Ottawa -> MSR -> ROW 2 -> Row 2 Cabinet 1 | Row 2 Cabinet 1 | RU#20 | ottstore9 |  | Isilon Systems | X-Series | X200 | ISLN037 | sx200-201340-0047 | 203001929 | 10.36.4.204 | May 7 2014 6:03PM
Ottawa | Ottawa -> MSR -> ROW 2 -> Row 2 Cabinet 1 | Row 2 Cabinet 1 | RU#18 | ottstore10 |  | Isilon Systems | X-Series | X200 | ISLN037 | sx200-201337-0108 | 203001928 | 10.36.4.205 | May 7 2014 6:03PM
Ottawa | Ottawa -> MSR -> ROW 2 -> Row 2 Cabinet 1 | Row 2 Cabinet 1 | RU#16 | ottstore11 |  | Isilon Systems | X-Series | X200 | ISLN037 | sx200-201340-0032 | 203001926 | 10.36.4.206 | May 7 2014 6:03PM
Ottawa | Ottawa -> MSR -> ROW 2 -> Row 2 Cabinet 1 | Row 2 Cabinet 1 | RU#14 | ottstore12 |  | Isilon Systems | X-Series | X200 | ISLN037 | sx200-201340-0029 | 203001927 | 10.36.4.207 | May 7 2014 6:03PM
Ottawa | Ottawa -> MSR -> ROW 2 -> Row 2 Cabinet 2 | Row 2 Cabinet 2 | RU#08 | ot1670-01-mon |  | EMC | Data Domain | DD670 | EMCC484 |  |  |  | May 7 2014 6:05PM
Ottawa | Ottawa -> MSR -> ROW 2 -> Row 2 Cabinet 2 | Row 2 Cabinet 2 | RU#05 | ot1670-01-mon?(Enclosure 1) |  | Data Domain | DD Series | ES20 | DADN016 |  |  |  | May 7 2014 6:04PM
Ottawa | Ottawa -> MSR -> ROW 2 -> Row 2 Cabinet 2 | Row 2 Cabinet 2 | InOutPlug#2 | R2C3-OTTPDUB |  | Raritan Computer | Dominion PX | PX-5522 | RCI293 | PSK0850006 |  |  | May 7 2014 6:05PM
Ottawa | Ottawa -> MSR -> ROW 2 -> Row 2 Cabinet 2 | Row 2 Cabinet 2 | InOutPlug#1 | R2C3-OTTPDUA |  | Raritan Computer | Dominion PX | PX-5522 | RCI293 | PSK0850008 |  |  | May 7 2014 6:05PM
Ottawa | Ottawa -> MSR -> ROW 2 -> Row 2 Cabinet 3 | Row 2 Cabinet 3 | RU#01 | ot1dca001 | SERVER SERVICES | Dell Computer | PowerEdge M-Series | PowerEdge M1000e | DELC001 | ST: GQ409R1 Exp Svc Code 36407369053 |  |  | May 7 2014 6:05PM
Ottawa | Ottawa -> MSR -> ROW 2 -> Row 2 Cabinet 3 | Row 2 Cabinet 3 | InOutPlug#2 | r2c3-ottpduba |  | Raritan Computer | Dominion PX | PX2-5464 | RCI335 | psk080008 |  |  | May 8 2014 12:46PM
Ottawa | Ottawa -> MSR -> ROW 2 -> Row 2 Cabinet 3 | Row 2 Cabinet 3 | InOutPlug#1 | R2C4-ottpdua |  | Raritan Computer | Dominion PX | PX2-5464 | RCI335 | psk0850008 |  |  | May 8 2014 12:46PM
Ottawa | Ottawa -> MSR -> ROW 3 -> Row 3 Cabinet 1 | Row 3 Cabinet 1 | RU#42 | ottfireeye |  | Fire Eye | Security Appliance | CMS | FIRY001 |  |  |  | May 7 2014 6:05PM
Ottawa | Ottawa -> MSR -> ROW 3 -> Row 3 Cabinet 1 | Row 3 Cabinet 1 | RU#41 | ottwebsense02 |  | Websense | Web Security | Websense V10000 G2 | WEBS001 | 6KW39R1 |  |  | May 7 2014 6:05PM
Ottawa | Ottawa -> MSR -> ROW 3 -> Row 3 Cabinet 1 | Row 3 Cabinet 1 | RU#39 | ottwebsense01 |  | Websense | Web Security | Websense V10000 G2 | WEBS001 | 1BW39R1 |  |  | May 7 2014 6:05PM
Ottawa | Ottawa -> MSR -> ROW 3 -> Row 3 Cabinet 1 | Row 3 Cabinet 1 | RU#38 | OTTWSGTEST |  | Websense | Web Security | Websense V10000 G2 | WEBS001 | 6C6M4V1 |  | 10.36.4.192, 10.36.4.193, 10.36.4.194 | May 7 2014 6:05PM
Ottawa | Ottawa -> MSR -> ROW 3 -> Row 3 Cabinet 1 | Row 3 Cabinet 1 | RU#37 | OTTDLP01 |  | Websense | Web Security | Websense V10000 G2 | WEBS001 | 6C6R4V1 |  | 10.36.4.191 | May 7 2014 6:05PM
Ottawa | Ottawa -> MSR -> ROW 3 -> Row 3 Cabinet 2 | Row 3 Cabinet 2 | RU#39 | sms-ot2 | INDIA SUPPORT | Hewlett-Packard | ProLiant | DL380 G4 | HEPA156 | USX54003S8 |  | 10.36.4.51 | May 7 2014 6:06PM
Ottawa | Ottawa -> MSR -> ROW 3 -> Row 3 Cabinet 2 | Row 3 Cabinet 2 | RU#14 | ott-bac-bpm | MESSAGING SERVICES | Hewlett-Packard | ProLiant | DL380 G6 - SFF | HEPD897 | 2UX00105ET |  | 10.36.4.120 | May 7 2014 6:06PM
Ottawa | Ottawa -> MSR -> ROW 3 -> Row 3 Cabinet 4 | Row 3 Cabinet 4 | RU#44 | conottawa2 | GSO | Cyclades | AlterPath | ACS48 | CYCL017 | 140028396 |  | 10.36.4.109 | May 7 2014 6:06PM
Ottawa | Ottawa -> MSR -> ROW 3 -> Row 3 Cabinet 4 | Row 3 Cabinet 4 | RU#43 | ott-evmon | GSO | AKCP | Power Supplies | X40 | AKCP005 | Unknown |  | 10.36.4.108 | May 7 2014 6:06PM
Ottawa | Ottawa -> MSR -> ROW 3 -> Row 3 Cabinet 4 | Row 3 Cabinet 4 | RU#41 | ottpicmon |  | Compaq | ProLiant | DL360 | CMPQ758 | 6J29JNT1R02E |  | Unknown | May 7 2014 6:06PM
Ottawa | Ottawa -> MSR -> ROW 3 -> Row 3 Cabinet 4 | Row 3 Cabinet 4 | RU#19 | 6help2 | SERVER SERVICES | Hewlett-Packard | ProLiant | DL380 G5 | HEPA633 | 2UX838012U | 203001559 | 10.36.4.112 | May 7 2014 6:06PM
Ottawa | Ottawa -> MSR -> ROW 3 -> Row 3 Cabinet 4 | Row 3 Cabinet 4 | RU#01 | 6help | OPERATIONS | SUN Microsystems | Sun Fire | V880 | SUN553 | 236V0255 |  | 10.36.4.163 | May 7 2014 6:06PM
Ottawa | Ottawa -> MSR -> ROW 3 -> Row 3 Cabinet 5 | Row 3 Cabinet 5 | RU#41 | OTTDSIBX01 | DIRECTORY SERVICES | Infoblox | DNS | Infoblox-1552 | IFBX011 |  |  |  | May 7 2014 6:07PM
Ottawa | Ottawa -> MSR -> ROW 3 -> Row 3 Cabinet 5 | Row 3 Cabinet 5 | RU#40 | OTTDSIBX02 | DIRECTORY SERVICES | Infoblox | DNS | Infoblox-1552 | IFBX011 |  |  |  | May 7 2014 6:07PM
Ottawa | Ottawa -> MSR -> ROW 3 -> Row 3 Cabinet 5 | Row 3 Cabinet 5 | RU#22 | sd | OPERATIONS | Hewlett-Packard | ProLiant | DL360 G4 | HEPA155 | USE713N00A |  | 10.36.4.164 | May 7 2014 6:06PM
Ottawa | Ottawa -> MSR -> ROW 3 -> Row 3 Cabinet 6 | Row 3 Cabinet 6 | RU#26 | ottcc01ma01 | INDIA SUPPORT | Hewlett-Packard | ProLiant | DL380 G4 | HEPA156 | 2UX64400N1 |  | 10.36.4.104 | May 7 2014 6:07PM
Ottawa | Ottawa -> MSR -> ROW 3 -> Row 3 Cabinet 6 | Row 3 Cabinet 6 | RU#23 | ottcc01 | INDIA SUPPORT | Hewlett-Packard | ProLiant | DL380 G4 | HEPA156 | 2UX64203YS |  | 10.36.4.106 | May 7 2014 6:07PM
Ottawa | Ottawa -> MSR -> ROW 3 -> Row 3 Cabinet 6 | Row 3 Cabinet 6 | RU#10 | Unknown |  | Compaq | ProLiant | ML350 G3 (Rackmount) | CMPQ435 | USM43200C4 |  | Unknown | May 7 2014 6:07PM
Ottawa | Ottawa -> MSR -> ROW 4 -> Row 4 Cabinet 1 | Row 4 Cabinet 1 | RU#42 | Security1 |  | Integral Technologies | DVXi Series | DVXi XM32 | INTH021 |  |  |  | May 7 2014 6:07PM
Ottawa | Ottawa -> MSR -> ROW 4 -> Row 4 Cabinet 1 | Row 4 Cabinet 1 | RU#24 | Shelf |  | Chatsworth Products | Miscellaneous | 56144-X31 | CHPR104 |  |  |  | May 7 2014 6:08PM
Ottawa | Ottawa -> MSR -> ROW 4 -> Row 4 Cabinet 1 | Row 4 Cabinet 1 | RU#20 | Security2 |  | Integral Technologies | DVXi Series | DVXi XM32 | INTH021 |  |  |  | May 7 2014 6:07PM
Ottawa | Ottawa -> MSR -> ROW 4 -> Row 4 Cabinet 1 | Row 4 Cabinet 1 | RU#13 | Security3 |  | Integral Technologies | DVXi Series | DVXi XM32 | INTH021 |  |  |  | May 7 2014 6:07PM
Ottawa | Ottawa -> MSR -> ROW 4 -> Row 4 Cabinet 1 -> Shelf | Shelf | InOutPlug#4 | Generic: 17 Inch CRT #1 |  | Generic Altima Technologies Rackmountable | CRT Monitors | 17 Inch Display | 0GRM101 |  |  |  | May 7 2014 6:08PM
Ottawa | Ottawa -> MSR -> ROW 4 -> Row 4 Cabinet 2 | Row 4 Cabinet 2 | RU#44 | Security1 |  | Altronix | Rackmount Series | R2416300ULCB | ATNX010 |  |  |  | May 7 2014 6:08PM
Ottawa | Ottawa -> MSR -> ROW 4 -> Row 4 Cabinet 2 | Row 4 Cabinet 2 | RU#39 | Security2 |  | Generic Altima Technologies Rackmountable | General Rackmount Equipment | 4U Server | 0GRM087 |  |  |  | May 7 2014 6:08PM
Ottawa | Ottawa -> MSR -> ROW 4 -> Row 4 Cabinet 2 | Row 4 Cabinet 2 | RU#36 | Security3 |  | Altronix | Rackmount Series | R2416300ULCB | ATNX010 |  |  |  | May 7 2014 6:08PM
Ottawa | Ottawa -> MSR -> ROW 4 -> Row 4 Cabinet 2 | Row 4 Cabinet 2 | RU#31 | Security4 |  | Generic Altima Technologies Rackmountable | General Rackmount Equipment | 4U Server | 0GRM087 |  |  |  | May 7 2014 6:08PM
Ottawa | Ottawa -> MSR -> ROW 4 -> Row 4 Cabinet 2 | Row 4 Cabinet 2 | RU#19 | Security5 |  | Altronix | Rackmount Series | R2416300ULCB | ATNX010 |  |  |  | May 7 2014 6:08PM
Ottawa | Ottawa -> MSR -> ROW 4 -> Row 4 Cabinet 2 | Row 4 Cabinet 2 | RU#14 | Security6 |  | Generic Altima Technologies Rackmountable | General Rackmount Equipment | 4U Server | 0GRM087 |  |  |  | May 7 2014 6:08PM
Ottawa | Ottawa -> MSR -> ROW 4 -> Row 4 Cabinet 2 | Row 4 Cabinet 2 | RU#11 | Security7 |  | Altronix | Rackmount Series | R2416300ULCB | ATNX010 |  |  |  | May 7 2014 6:08PM
Ottawa | Ottawa -> MSR -> ROW 4 -> Row 4 Cabinet 2 | Row 4 Cabinet 2 | RU#06 | Security8 |  | Generic Altima Technologies Rackmountable | General Rackmount Equipment | 4U Server | 0GRM087 |  |  |  | May 7 2014 6:08PM
Ottawa | Ottawa -> MSR -> ROW 4 -> Row 4 Cabinet 4 | Row 4 Cabinet 4 | RU#27 | Info-sec |  | Hewlett-Packard | ProLiant | DL380 G4 | HEPA156 |  |  |  | May 7 2014 6:09PM
Ottawa | Ottawa -> MSR -> ROW 4 -> Row 4 Cabinet 4 | Row 4 Cabinet 4 | RU#26 | ottsniffer1 |  | Hewlett-Packard | ProLiant | DL320 G6 | HEPD979 |  |  |  | May 7 2014 6:09PM
Ottawa | Ottawa -> MSR -> ROW 4 -> Row 4 Cabinet 4 | Row 4 Cabinet 4 | RU#24 | ottw-speedtest | NETWORK SERVICES | Cisco Systems | MCS 7800 | MCS-7835H-3000 | CISO202 | USE628N4CF |  | 10.36.128.15 | May 7 2014 6:09PM
Ottawa | Ottawa -> MSR -> ROW 4 -> Row 4 Cabinet 5 | Row 4 Cabinet 5 | RU#40 | ottadodc01 | Cooling | Hewlett-Packard | ProLiant | DL380 G4 | HEPA156 | USX537001X |  | 10.36.250.20 | May 7 2014 6:09PM
Ottawa | Ottawa -> MSR -> ROW 4 -> Row 4 Cabinet 5 | Row 4 Cabinet 5 | RU#22 | sd-chat | OPERATIONS | Hewlett-Packard | ProLiant | DL380 G4 | HEPA156 | EA7TMND23F |  | 10.36.4.96 | May 7 2014 6:09PM
Ottawa | Ottawa -> MSR -> ROW 4 -> Row 4 Cabinet 5 | Row 4 Cabinet 5 | RU#01 | ottacceliod | LAB SERVICES | Compaq | ProLiant | ProLiant 3000 (Rack) | CMPQ816 | D849BVX10762 |  | 10.36.4.53 | May 7 2014 6:09PM
Ottawa | Ottawa -> MSR -> ROW 4 -> Row 4 Cabinet 6 | Row 4 Cabinet 6 | RU#21 | ottwwaas-01 | NETWORK SERVICES | Cisco Systems | WAE Series | WAE-7341-K9 | CISY758 | KQMKMVT |  | 10.36.220.9 | May 7 2014 6:10PM
Ottawa | Ottawa -> MSR -> ROW 4 -> Row 4 Cabinet 6 | Row 4 Cabinet 6 | RU#17 | aaalab2 | Rack | Hewlett-Packard | ProLiant | DL580 G5 | HEPD255 | MXQ03808D3 |  | 10.36.4.29 | May 7 2014 6:10PM
Ottawa | Ottawa -> MSR -> ROW 4 -> Row 4 Cabinet 6 | Row 4 Cabinet 6 | RU#13 | aaalab1 | BACKUP SERVICES | Hewlett-Packard | ProLiant | DL580 G5 | HEPD255 | MXQ03108FN |  |  | May 7 2014 6:10PM
Ottawa | Ottawa -> MSR -> ROW 4 -> Row 4 Cabinet 6 | Row 4 Cabinet 6 | RU#09 | ott1-lces01 / ottnexus ? |  | Hewlett-Packard | ProLiant | DL370 G6 - SFF | HEPK080 | use029nhzn |  | UNKNOWN | May 7 2014 6:09PM
Ottawa | Ottawa -> MSR -> ROW 5 -> Row 5 Cabinet 1 (Core) | Row 5 Cabinet 1 (Core) | RU#13 | Cable Management1 |  | Panduit | Angled Filler Panel | CPAF2BL | PAND232 |  |  |  | May 7 2014 6:10PM
Ottawa | Ottawa -> MSR -> ROW 5 -> Row 5 Cabinet 1 (Core) | Row 5 Cabinet 1 (Core) | RU#11 | Patch Panel (Row 2 Cabinet 1) |  | Panduit | DP5e | DP485E88110U | PAND220 |  |  |  | May 7 2014 6:10PM
Ottawa | Ottawa -> MSR -> ROW 5 -> Row 5 Cabinet 1 (Core) | Row 5 Cabinet 1 (Core) | RU#09 | Cable Management2 |  | Panduit | Angled Filler Panel | CPAF2BL | PAND232 |  |  |  | May 7 2014 6:10PM
Ottawa | Ottawa -> MSR -> ROW 5 -> Row 5 Cabinet 1 (Core) | Row 5 Cabinet 1 (Core) | RU#07 | Patch Panel (Row 2 Cabinet 2) |  | Panduit | DP5e | DP485E88110U | PAND220 |  |  |  | May 7 2014 6:10PM
Ottawa | Ottawa -> MSR -> ROW 5 -> Row 5 Cabinet 1 (Core) | Row 5 Cabinet 1 (Core) | RU#05 | Cable Management3 |  | Panduit | Angled Filler Panel | CPAF2BL | PAND232 |  |  |  | May 7 2014 6:10PM
Ottawa | Ottawa -> MSR -> ROW 5 -> Row 5 Cabinet 2 (Core) | Row 5 Cabinet 2 (Core) | RU#44 | Cable Management1 |  | Panduit | Angled Filler Panel | CPAF2BL | PAND232 |  |  |  | May 7 2014 6:11PM
Ottawa | Ottawa -> MSR -> ROW 5 -> Row 5 Cabinet 2 (Core) | Row 5 Cabinet 2 (Core) | RU#42 | Patch Panel (Row 2 Cabinet 3) |  | Panduit | DP5e | DPA485E88110U | PAND223 |  |  |  | May 7 2014 6:11PM
Ottawa | Ottawa -> MSR -> ROW 5 -> Row 5 Cabinet 2 (Core) | Row 5 Cabinet 2 (Core) | RU#40 | Cable Management2 |  | Panduit | Angled Filler Panel | CPAF2BL | PAND232 |  |  |  | May 7 2014 6:11PM
Ottawa | Ottawa -> MSR -> ROW 5 -> Row 5 Cabinet 2 (Core) | Row 5 Cabinet 2 (Core) | RU#38 | Patch Panel (Row 2 Cabinet 4) |  | Panduit | DP5e | DPA485E88110U | PAND223 |  |  |  | May 7 2014 6:11PM
Ottawa | Ottawa -> MSR -> ROW 5 -> Row 5 Cabinet 2 (Core) | Row 5 Cabinet 2 (Core) | RU#35 | Cable Managment3 |  | Panduit | Angled Filler Panel | CPAF2BL | PAND232 |  |  |  | May 7 2014 6:11PM
Ottawa | Ottawa -> MSR -> ROW 5 -> Row 5 Cabinet 2 (Core) | Row 5 Cabinet 2 (Core) | RU#26 | Cable Management4 |  | Panduit | Angled Filler Panel | CPAF2BL | PAND232 |  |  |  | May 7 2014 6:11PM
Ottawa | Ottawa -> MSR -> ROW 5 -> Row 5 Cabinet 2 (Core) | Row 5 Cabinet 2 (Core) | RU#24 | Patch Panel (Row 4 Cabinet 2) |  | Panduit | DP5e | DPA485E88110U | PAND223 |  |  |  | May 7 2014 6:11PM
Ottawa | Ottawa -> MSR -> ROW 5 -> Row 5 Cabinet 2 (Core) | Row 5 Cabinet 2 (Core) | RU#22 | Cable Management5 |  | Panduit | Angled Filler Panel | CPAF2BL | PAND232 |  |  |  | May 7 2014 6:11PM
Ottawa | Ottawa -> MSR -> ROW 5 -> Row 5 Cabinet 2 (Core) | Row 5 Cabinet 2 (Core) | RU#20 | Patch Panel (Row 3 Cabinet 1) |  | Panduit | DP5e | DPA485E88110U | PAND223 |  |  |  | May 7 2014 6:11PM
Ottawa | Ottawa -> MSR -> ROW 5 -> Row 5 Cabinet 2 (Core) | Row 5 Cabinet 2 (Core) | RU#18 | Cable Management6 |  | Panduit | Angled Filler Panel | CPAF2BL | PAND232 |  |  |  | May 7 2014 6:11PM
Ottawa | Ottawa -> MSR -> ROW 5 -> Row 5 Cabinet 2 (Core) | Row 5 Cabinet 2 (Core) | RU#15 | Patch Panel (Row 3 Cabinet 2) |  | Panduit | DP5e | DPA485E88110U | PAND223 |  |  |  | May 7 2014 6:11PM
Ottawa | Ottawa -> MSR -> ROW 5 -> Row 5 Cabinet 2 (Core) | Row 5 Cabinet 2 (Core) | RU#13 | Cable Management7 |  | Panduit | Angled Filler Panel | CPAF2BL | PAND232 |  |  |  | May 7 2014 6:11PM
Ottawa | Ottawa -> MSR -> ROW 5 -> Row 5 Cabinet 2 (Core) | Row 5 Cabinet 2 (Core) | RU#11 | Patch Panel (Row 3 Cabinet 3) |  | Panduit | DP5e | DPA485E88110U | PAND223 |  |  |  | May 7 2014 6:10PM
Ottawa | Ottawa -> MSR -> ROW 5 -> Row 5 Cabinet 2 (Core) | Row 5 Cabinet 2 (Core) | RU#09 | Cable Management8 |  | Panduit | Angled Filler Panel | CPAF2BL | PAND232 |  |  |  | May 7 2014 6:10PM
Ottawa | Ottawa -> MSR -> ROW 5 -> Row 5 Cabinet 2 (Core) | Row 5 Cabinet 2 (Core) | RU#07 | Patch Panel (Row 3 Cabinet 4) |  | Panduit | DP5e | DPA485E88110U | PAND223 |  |  |  | May 7 2014 6:10PM
Ottawa | Ottawa -> MSR -> ROW 5 -> Row 5 Cabinet 2 (Core) | Row 5 Cabinet 2 (Core) | RU#05 | Cable Management9 |  | Panduit | Angled Filler Panel | CPAF2BL | PAND232 |  |  |  | May 7 2014 6:10PM
Ottawa | Ottawa -> MSR -> ROW 5 -> Row 5 Cabinet 3 (Core) | Row 5 Cabinet 3 (Core) | RU#44 | Opticom |  | Panduit | DP6 | DP48688TP | PAND226 |  |  |  | May 7 2014 6:12PM
Ottawa | Ottawa -> MSR -> ROW 5 -> Row 5 Cabinet 3 (Core) | Row 5 Cabinet 3 (Core) | RU#25 | Cable Management1 |  | Panduit | PatchLink | WMPH2E | PAND773 |  |  |  | May 7 2014 6:12PM
Ottawa | Ottawa -> MSR -> ROW 5 -> Row 5 Cabinet 3 (Core) | Row 5 Cabinet 3 (Core) | RU#23 | Cable Management |  | Panduit | PatchLink | WMPH2E | PAND773 |  |  |  | May 7 2014 6:12PM
Ottawa | Ottawa -> MSR -> ROW 5 -> Row 5 Cabinet 3 (Core) | Row 5 Cabinet 3 (Core) | RU#03 | ottsfsa | NETWORK SERVICES | Cisco Systems | Catalyst 6500 | WS-C6513 | CSCA235 | SAL1035022S |  | 10.36.254.10 | May 7 2014 6:12PM
Ottawa | Ottawa -> MSR -> ROW 5 -> Row 5 Cabinet 3 (Core) | Row 5 Cabinet 3 (Core) | RU#01 | Cable Management3 |  | Panduit | PatchLink | WMPH2E | PAND773 |  |  |  | May 7 2014 6:11PM
Ottawa | Ottawa -> MSR -> ROW 5 -> Row 5 Cabinet 4 (Core) | Row 5 Cabinet 4 (Core) | RU#44 | Cable Management1 |  | Panduit | Angled Filler Panel | CPAF2BL | PAND232 |  |  |  | May 7 2014 6:13PM
Ottawa | Ottawa -> MSR -> ROW 5 -> Row 5 Cabinet 4 (Core) | Row 5 Cabinet 4 (Core) | RU#42 | Patch Panel (Row A Rack 5) |  | Panduit | DP5e | DPA485E88110U | PAND223 |  |  |  | May 7 2014 6:13PM
Ottawa | Ottawa -> MSR -> ROW 5 -> Row 5 Cabinet 4 (Core) | Row 5 Cabinet 4 (Core) | RU#40 | Cable Management2 |  | Panduit | Angled Filler Panel | CPAF2BL | PAND232 |  |  |  | May 7 2014 6:13PM
Ottawa | Ottawa -> MSR -> ROW 5 -> Row 5 Cabinet 4 (Core) | Row 5 Cabinet 4 (Core) | RU#38 | Patch Panel (Row 3 Cabinet 5) |  | Panduit | DP5e | DPA485E88110U | PAND223 |  |  |  | May 7 2014 6:13PM
Ottawa | Ottawa -> MSR -> ROW 5 -> Row 5 Cabinet 4 (Core) | Row 5 Cabinet 4 (Core) | RU#36 | Cable Management3 |  | Panduit | Angled Filler Panel | CPAF2BL | PAND232 |  |  |  | May 7 2014 6:13PM
Ottawa | Ottawa -> MSR -> ROW 5 -> Row 5 Cabinet 4 (Core) | Row 5 Cabinet 4 (Core) | RU#34 | Patch Panel (Row 3 Cabinet 6) |  | Panduit | DP5e | DPA485E88110U | PAND223 |  |  |  | May 7 2014 6:13PM
Ottawa | Ottawa -> MSR -> ROW 5 -> Row 5 Cabinet 4 (Core) | Row 5 Cabinet 4 (Core) | RU#31 | Cable Management4 |  | Panduit | Angled Filler Panel | CPAF2BL | PAND232 |  |  |  | May 7 2014 6:12PM
Ottawa | Ottawa -> MSR -> ROW 5 -> Row 5 Cabinet 4 (Core) | Row 5 Cabinet 4 (Core) | RU#29 | Patch Panel (Row 3 Cabinet 7) |  | Panduit | DP5e | DPA485E88110U | PAND223 |  |  |  | May 7 2014 6:12PM
Ottawa | Ottawa -> MSR -> ROW 5 -> Row 5 Cabinet 4 (Core) | Row 5 Cabinet 4 (Core) | RU#27 | Cable Management5 |  | Panduit | Angled Filler Panel | CPAF2BL | PAND232 |  |  |  | May 7 2014 6:12PM
Ottawa | Ottawa -> MSR -> ROW 5 -> Row 5 Cabinet 4 (Core) | Row 5 Cabinet 4 (Core) | RU#25 | Patch Panel (Row 4 Cabinet 3) |  | Panduit | DP5e | DPA485E88110U | PAND223 |  |  |  | May 7 2014 6:12PM
Ottawa | Ottawa -> MSR -> ROW 5 -> Row 5 Cabinet 4 (Core) | Row 5 Cabinet 4 (Core) | RU#22 | Cable Management6 |  | Panduit | Angled Filler Panel | CPAF2BL | PAND232 |  |  |  | May 7 2014 6:12PM
Ottawa | Ottawa -> MSR -> ROW 5 -> Row 5 Cabinet 4 (Core) | Row 5 Cabinet 4 (Core) | RU#20 | Patch Panel (Row 4 Cabinet 4) |  | Panduit | DP5e | DPA485E88110U | PAND223 |  |  |  | May 7 2014 6:12PM
Ottawa | Ottawa -> MSR -> ROW 5 -> Row 5 Cabinet 4 (Core) | Row 5 Cabinet 4 (Core) | RU#18 | Cable Management7 |  | Panduit | Angled Filler Panel | CPAF2BL | PAND232 |  |  |  | May 7 2014 6:12PM
Ottawa | Ottawa -> MSR -> ROW 5 -> Row 5 Cabinet 4 (Core) | Row 5 Cabinet 4 (Core) | RU#16 | Patch Panel (Row 4 Cabinet 5) |  | Panduit | DP5e | DPA485E88110U | PAND223 |  |  |  | May 7 2014 6:12PM
Ottawa | Ottawa -> MSR -> ROW 5 -> Row 5 Cabinet 4 (Core) | Row 5 Cabinet 4 (Core) | RU#13 | Cable Management8 |  | Panduit | Angled Filler Panel | CPAF2BL | PAND232 |  |  |  | May 7 2014 6:12PM
Ottawa | Ottawa -> MSR -> ROW 5 -> Row 5 Cabinet 4 (Core) | Row 5 Cabinet 4 (Core) | RU#11 | Patch Panel (Row 4 Cabinet 6) |  | Panduit | DP5e | DPA485E88110U | PAND223 |  |  |  | May 7 2014 6:12PM
Ottawa | Ottawa -> MSR -> ROW 5 -> Row 5 Cabinet 4 (Core) | Row 5 Cabinet 4 (Core) | RU#09 | Cable Management9 |  | Panduit | Angled Filler Panel | CPAF2BL | PAND232 |  |  |  | May 7 2014 6:12PM
Ottawa | Ottawa -> MSR -> ROW 5 -> Row 5 Cabinet 4 (Core) | Row 5 Cabinet 4 (Core) | RU#01 | Cable Management10 |  | Panduit | Angled Filler Panel | CPAF2BL | PAND232 |  |  |  | May 7 2014 6:12PM
Ottawa | Ottawa -> MSR -> ROW 5 -> Row 5 Cabinet 5 (Core) | Row 5 Cabinet 5 (Core) | RU#44 | Opticom |  | Panduit | DP5e | DPA485E88110U | PAND223 |  |  |  | May 7 2014 6:14PM
Ottawa | Ottawa -> MSR -> ROW 5 -> Row 5 Cabinet 5 (Core) | Row 5 Cabinet 5 (Core) | RU#42 | Cable Management1 |  | Panduit | Angled Filler Panel | CPAF2BL | PAND232 |  |  |  | May 7 2014 6:14PM
Ottawa | Ottawa -> MSR -> ROW 5 -> Row 5 Cabinet 5 (Core) | Row 5 Cabinet 5 (Core) | RU#40 | Patch Panel (Row A Rack 5 / MDF Block 4) |  | Panduit | DP5e | DPA485E88110U | PAND223 |  |  |  | May 7 2014 6:14PM
Ottawa | Ottawa -> MSR -> ROW 5 -> Row 5 Cabinet 5 (Core) | Row 5 Cabinet 5 (Core) | RU#38 | Cable Management2 |  | Panduit | Angled Filler Panel | CPAF2BL | PAND232 |  |  |  | May 7 2014 6:14PM
Ottawa | Ottawa -> MSR -> ROW 5 -> Row 5 Cabinet 5 (Core) | Row 5 Cabinet 5 (Core) | RU#36 | Patch Panel (Row 6 Cabinet 1) |  | Panduit | DP5e | DPA485E88110U | PAND223 |  |  |  | May 7 2014 6:14PM
Ottawa | Ottawa -> MSR -> ROW 5 -> Row 5 Cabinet 5 (Core) | Row 5 Cabinet 5 (Core) | RU#34 | Cable Management3 |  | Panduit | Angled Filler Panel | CPAF2BL | PAND232 |  |  |  | May 7 2014 6:14PM
Ottawa | Ottawa -> MSR -> ROW 5 -> Row 5 Cabinet 5 (Core) | Row 5 Cabinet 5 (Core) | RU#32 | Patch Panel (Row 6 Cabinet 2) |  | Panduit | DP5e | DPA485E88110U | PAND223 |  |  |  | May 7 2014 6:14PM
Ottawa | Ottawa -> MSR -> ROW 5 -> Row 5 Cabinet 5 (Core) | Row 5 Cabinet 5 (Core) | RU#30 | Cable Management4 |  | Panduit | Angled Filler Panel | CPAF2BL | PAND232 |  |  |  | May 7 2014 6:14PM
Ottawa | Ottawa -> MSR -> ROW 5 -> Row 5 Cabinet 5 (Core) | Row 5 Cabinet 5 (Core) | RU#28 | Patch Panel (Row 6 Cabinet 3) |  | Panduit | DP5e | DPA485E88110U | PAND223 |  |  |  | May 7 2014 6:13PM
Ottawa | Ottawa -> MSR -> ROW 5 -> Row 5 Cabinet 5 (Core) | Row 5 Cabinet 5 (Core) | RU#26 | Cable Management5 |  | Panduit | Angled Filler Panel | CPAF2BL | PAND232 |  |  |  | May 7 2014 6:13PM
Ottawa | Ottawa -> MSR -> ROW 5 -> Row 5 Cabinet 5 (Core) | Row 5 Cabinet 5 (Core) | RU#24 | MDC Row 6 Cabinet 4 |  | Panduit | DP5e | DPA485E88110U | PAND223 |  |  |  | May 7 2014 6:13PM
Ottawa | Ottawa -> MSR -> ROW 5 -> Row 5 Cabinet 5 (Core) | Row 5 Cabinet 5 (Core) | RU#22 | Cable Management6 |  | Panduit | Angled Filler Panel | CPAF2BL | PAND232 |  |  |  | May 7 2014 6:13PM
Ottawa | Ottawa -> MSR -> ROW 5 -> Row 5 Cabinet 5 (Core) | Row 5 Cabinet 5 (Core) | RU#02 | ottsfsb | NETWORK SERVICES | Cisco Systems | Catalyst 6500 | WS-C6513 | CSCA235 | SAL1034ZJYU |  | 10.36.254.11 | May 7 2014 6:13PM
Ottawa | Ottawa -> MSR -> ROW 5 -> Row 5 Cabinet 6 (Core) | Row 5 Cabinet 6 (Core) | RU#44 | Cable Management1 |  | Panduit | Angled Filler Panel | CPAF2BL | PAND232 |  |  |  | May 7 2014 6:15PM
Ottawa | Ottawa -> MSR -> ROW 5 -> Row 5 Cabinet 6 (Core) | Row 5 Cabinet 6 (Core) | RU#42 | Patch Panel (Row 6 Cabinet 5) |  | Panduit | DP5e | DPA485E88110U | PAND223 |  |  |  | May 7 2014 6:15PM
Ottawa | Ottawa -> MSR -> ROW 5 -> Row 5 Cabinet 6 (Core) | Row 5 Cabinet 6 (Core) | RU#40 | Cable Management2 |  | Panduit | Angled Filler Panel | CPAF2BL | PAND232 |  |  |  | May 7 2014 6:15PM
Ottawa | Ottawa -> MSR -> ROW 5 -> Row 5 Cabinet 6 (Core) | Row 5 Cabinet 6 (Core) | RU#38 | Patch Panel (Row 6 Cabinet 6) |  | Panduit | DP5e | DPA485E88110U | PAND223 |  |  |  | May 7 2014 6:15PM
Ottawa | Ottawa -> MSR -> ROW 5 -> Row 5 Cabinet 6 (Core) | Row 5 Cabinet 6 (Core) | RU#35 | Cable Management3 |  | Panduit | Angled Filler Panel | CPAF2BL | PAND232 |  |  |  | May 7 2014 6:15PM
Ottawa | Ottawa -> MSR -> ROW 5 -> Row 5 Cabinet 6 (Core) | Row 5 Cabinet 6 (Core) | RU#33 | Patch Panel (Row 7 Cabinet 1) |  | Panduit | DP5e | DPA485E88110U | PAND223 |  |  |  | May 7 2014 6:15PM
Ottawa | Ottawa -> MSR -> ROW 5 -> Row 5 Cabinet 6 (Core) | Row 5 Cabinet 6 (Core) | RU#31 | Cable Managment4 |  | Panduit | Angled Filler Panel | CPAF2BL | PAND232 |  |  |  | May 7 2014 6:15PM
Ottawa | Ottawa -> MSR -> ROW 5 -> Row 5 Cabinet 6 (Core) | Row 5 Cabinet 6 (Core) | RU#30 | Shelf |  | Chatsworth Products | Miscellaneous | 56144-X31 | CHPR104 |  |  |  | May 7 2014 6:15PM
Ottawa | Ottawa -> MSR -> ROW 5 -> Row 5 Cabinet 6 (Core) | Row 5 Cabinet 6 (Core) | RU#28 | Patch Panel (Row 7 Cabinet 2) |  | Panduit | DP5e | DPA485E88110U | PAND223 |  |  |  | May 7 2014 6:15PM
Ottawa | Ottawa -> MSR -> ROW 5 -> Row 5 Cabinet 6 (Core) | Row 5 Cabinet 6 (Core) | RU#26 | Cable Management5 |  | Panduit | Angled Filler Panel | CPAF2BL | PAND232 |  |  |  | May 7 2014 6:14PM
Ottawa | Ottawa -> MSR -> ROW 5 -> Row 5 Cabinet 6 (Core) | Row 5 Cabinet 6 (Core) | RU#24 | Patch Panel (Row 7 Cabinet 3) |  | Panduit | DP5e | DPA485E88110U | PAND223 |  |  |  | May 7 2014 6:14PM
Ottawa | Ottawa -> MSR -> ROW 5 -> Row 5 Cabinet 6 (Core) | Row 5 Cabinet 6 (Core) | RU#22 | Cable Management6 |  | Panduit | Angled Filler Panel | CPAF2BL | PAND232 |  |  |  | May 7 2014 6:14PM
Ottawa | Ottawa -> MSR -> ROW 5 -> Row 5 Cabinet 6 (Core) | Row 5 Cabinet 6 (Core) | RU#20 | Patch Panel (Row 7 Cabinet 4) |  | Panduit | DP5e | DPA485E88110U | PAND223 |  |  |  | May 7 2014 6:14PM
Ottawa | Ottawa -> MSR -> ROW 5 -> Row 5 Cabinet 6 (Core) | Row 5 Cabinet 6 (Core) | RU#18 | Cable Management7 |  | Panduit | Angled Filler Panel | CPAF2BL | PAND232 |  |  |  | May 7 2014 6:14PM
Ottawa | Ottawa -> MSR -> ROW 5 -> Row 5 Cabinet 6 (Core) | Row 5 Cabinet 6 (Core) | RU#15 | Patch Panel (Row 7 Cabinet 5) |  | Panduit | DP5e | DPA485E88110U | PAND223 |  |  |  | May 7 2014 6:14PM
Ottawa | Ottawa -> MSR -> ROW 5 -> Row 5 Cabinet 6 (Core) | Row 5 Cabinet 6 (Core) | RU#13 | Cable Management8 |  | Panduit | Angled Filler Panel | CPAF2BL | PAND232 |  |  |  | May 7 2014 6:14PM
Ottawa | Ottawa -> MSR -> ROW 5 -> Row 5 Cabinet 6 (Core) | Row 5 Cabinet 6 (Core) | RU#11 | Patch Panel (Row 7 Cabinet 6) |  | Panduit | DP5e | DPA485E88110U | PAND223 |  |  |  | May 7 2014 6:14PM
Ottawa | Ottawa -> MSR -> ROW 5 -> Row 5 Cabinet 6 (Core) | Row 5 Cabinet 6 (Core) | RU#09 | Cable Management9 |  | Panduit | Angled Filler Panel | CPAF2BL | PAND232 |  |  |  | May 7 2014 6:14PM
Ottawa | Ottawa -> MSR -> ROW 5 -> Row 5 Cabinet 6 (Core) -> Shelf | Shelf | InOutPlug#4 | AllStream ADSL Router |  | Cisco Systems | Cisco 800 | Cisco 801 | CISO096 | Unknown |  | Unknown | May 7 2014 6:15PM
Paris Neolane Arcueil | Paris Neolane Arcueil -> IDC -> FRHQB1 | FRHQB1 | RU#38 | parcueiladovm01 |  | Hewlett-Packard | ProLiant | DL380p G8 - SFF | HEPC893 | CZJ248064L |  | 10.131.144.22 | Nov 4 2014 1:37PM
Paris Neolane Arcueil | Paris Neolane Arcueil -> IDC -> FRHQB1 | FRHQB1 | RU#36 | Montecristo |  | Hewlett-Packard | ProLiant | DL380p G8 - SFF | HEPC893 |  |  |  | Nov 4 2014 1:37PM
Paris Neolane Arcueil | Paris Neolane Arcueil -> IDC -> FRHQB1 | FRHQB1 | RU#35 | FireEye: |  | Fire Eye | Security Appliance | 4000 Series | FIRY002 |  |  |  | Nov 4 2014 1:37PM
Paris Neolane Arcueil | Paris Neolane Arcueil -> IDC -> FRHQB1 | FRHQB1 | RU#33 | Troll |  | Dell Computer | PowerEdge R-Series | PowerEdge R510 (8 Drives) | DELC452 |  |  |  | Nov 4 2014 1:37PM
Paris Neolane Arcueil | Paris Neolane Arcueil -> IDC -> FRHQB1 | FRHQB1 | RU#32 | Websense |  | Websense | Web Security | Websense V10000 G2 | WEBS001 |  |  |  | Nov 4 2014 1:37PM
Paris Neolane Arcueil | Paris Neolane Arcueil -> IDC -> FRHQB1 | FRHQB1 | RU#30 | Chef |  | Dell Computer | PowerEdge R-Series | PowerEdge R710 (2.5 Inch HDD) | DELL965 |  |  |  | Nov 4 2014 1:37PM
Paris Neolane Arcueil | Paris Neolane Arcueil -> IDC -> FRHQB1 | FRHQB1 | RU#29 | Stromboli |  | Dell Computer | PowerEdge R-Series | PowerEdge R610 | DELC126 |  |  |  | Nov 4 2014 1:36PM
Paris Neolane Arcueil | Paris Neolane Arcueil -> IDC -> FRHQB1 | FRHQB1 | RU#26 | Kenny |  | Dell Computer | PowerEdge R-Series | PowerEdge R510 (8 Drives) | DELC452 |  |  |  | Nov 4 2014 1:36PM
Paris Neolane Arcueil | Paris Neolane Arcueil -> IDC -> FRHQB1 | FRHQB1 | RU#25 | D-LINK Systems: DKVM-8E #1 |  | D-LINK Systems | DKVM Series | DKVM-8E | DLNK178 |  |  |  | Nov 4 2014 1:36PM
Paris Neolane Arcueil | Paris Neolane Arcueil -> IDC -> FRHQB1 | FRHQB1 | RU#24 | Cable Manager |  | Panduit | PatchLink | WMPLFSE | PAND775 |  |  |  | Nov 4 2014 1:36PM
Paris Neolane Arcueil | Paris Neolane Arcueil -> IDC -> FRHQB1 | FRHQB1 | RU#20 | Taz |  | Dell Computer | PowerEdge R-Series | PowerEdge R300 | DELC164 |  |  |  | Nov 4 2014 1:36PM
Paris Neolane Arcueil | Paris Neolane Arcueil -> IDC -> FRHQB1 | FRHQB1 | RU#19 | Websense |  | Websense | Web Security | Websense V10000 G2 | WEBS001 |  |  |  | Nov 4 2014 1:36PM
Paris Neolane Arcueil | Paris Neolane Arcueil -> IDC -> FRHQB1 | FRHQB1 | RU#18 | Websense: 500 |  | Websense | Web Security | Websense V10000 G2 | WEBS001 |  |  |  | Nov 4 2014 1:36PM
Paris Neolane Arcueil | Paris Neolane Arcueil -> IDC -> FRHQB1 | FRHQB1 | RU#16 | Dupont |  | Dell Computer | PowerEdge R-Series | PowerEdge R710 (2.5 Inch HDD) | DELL965 |  |  |  | Nov 4 2014 1:36PM
Paris Neolane Arcueil | Paris Neolane Arcueil -> IDC -> FRHQB1 | FRHQB1 | RU#15 | NeoEXCH2007 |  | Dell Computer | PowerEdge R-Series | PowerEdge R200 | DELL991 |  |  |  | Nov 4 2014 1:36PM
Paris Neolane Arcueil | Paris Neolane Arcueil -> IDC -> FRHQB1 | FRHQB1 | RU#13 | Gadget |  | Dell Computer | PowerEdge R-Series | PowerEdge R710 (2.5 Inch HDD) | DELL965 |  |  |  | Nov 4 2014 1:36PM
Paris Neolane Arcueil | Paris Neolane Arcueil -> IDC -> FRHQB1 | FRHQB1 | RU#12 | Chapi 1 |  | Dell Computer | PowerEdge R-Series | PowerEdge R200 | DELL991 |  |  |  | Nov 4 2014 1:35PM
Paris Neolane Arcueil | Paris Neolane Arcueil -> IDC -> FRHQB1 | FRHQB1 | RU#11 | Chapo 1 |  | Dell Computer | PowerEdge R-Series | PowerEdge R200 | DELL991 |  |  |  | Nov 4 2014 1:35PM
Paris Neolane Arcueil | Paris Neolane Arcueil -> IDC -> FRHQB1 | FRHQB1 | RU#01 | 2 |  | APC | Smart-UPS | SURT10000RMXLT | APCC085 |  |  |  | Nov 4 2014 1:35PM
Paris Neolane Arcueil | Paris Neolane Arcueil -> IDC -> FRHQB1 -> 2 | 2 | Slot#3 | SURT7500RMXLT Battery Module |  | APC | Smart-UPS | SURT7500RMXLT Battery Module | APC871 |  |  |  | Nov 4 2014 1:35PM
Paris Neolane Arcueil | Paris Neolane Arcueil -> IDC -> FRHQB1 -> 2 | 2 | Slot#2 | SURT7500RMXLT Battery Module |  | APC | Smart-UPS | SURT7500RMXLT Battery Module | APC871 |  |  |  | Nov 4 2014 1:35PM
Paris Neolane Arcueil | Paris Neolane Arcueil -> IDC -> FRHQB1 -> Montecristo | Montecristo | Slot#9 | 662883-B21 |  | Hewlett-Packard | ProLiant | 662883-B21 | HEPC894 |  |  |  | Nov 4 2014 1:37PM
Paris Neolane Arcueil | Paris Neolane Arcueil -> IDC -> FRHQB1 -> parcueiladovm01 | parcueiladovm01 | Slot#9 | 662883-B21 |  | Hewlett-Packard | ProLiant | 662883-B21 | HEPC894 |  |  |  | Nov 4 2014 1:37PM
Paris Neolane Arcueil | Paris Neolane Arcueil -> IDC -> FRHQB2 | FRHQB2 | RU#42 | FRHQB2-SW |  | Cisco Systems | Catalyst 3750 | WS-C3750-48TS-S | CISO357 |  |  |  | Nov 4 2014 1:39PM
Paris Neolane Arcueil | Paris Neolane Arcueil -> IDC -> FRHQB2 | FRHQB2 | RU#41 | Patch Panel |  | Ortronics | Patch Panel Flat Clarity | OR-PHD5E6U24 | ORT577 |  |  |  | Nov 4 2014 1:39PM
Paris Neolane Arcueil | Paris Neolane Arcueil -> IDC -> FRHQB2 | FRHQB2 | RU#39 | ServetSKY |  | Dell Computer | PowerEdge R-Series | PowerEdge R510 (8 Drives) | DELC452 |  |  |  | Nov 4 2014 1:39PM
Paris Neolane Arcueil | Paris Neolane Arcueil -> IDC -> FRHQB2 | FRHQB2 | RU#38 | WIFIGW |  | Dell Computer | PowerEdge R-Series | PowerEdge R200 | DELL991 |  |  |  | Nov 4 2014 1:39PM
Paris Neolane Arcueil | Paris Neolane Arcueil -> IDC -> FRHQB2 | FRHQB2 | RU#37 | Bill |  | Dell Computer | PowerEdge R-Series | PowerEdge R610 | DELC126 |  |  |  | Nov 4 2014 1:39PM
Paris Neolane Arcueil | Paris Neolane Arcueil -> IDC -> FRHQB2 | FRHQB2 | RU#35 | Amiata |  | Dell Computer | PowerEdge R-Series | PowerEdge R710 (2.5 Inch HDD) | DELL965 |  |  |  | Nov 4 2014 1:39PM
Paris Neolane Arcueil | Paris Neolane Arcueil -> IDC -> FRHQB2 | FRHQB2 | RU#34 | Shelf |  | Panduit | PatchLink | WMPLFSE | PAND775 |  |  |  | Nov 4 2014 1:39PM
Paris Neolane Arcueil | Paris Neolane Arcueil -> IDC -> FRHQB2 | FRHQB2 | RU#21 | Panduit: WMPLFSE #1 |  | Panduit | PatchLink | WMPLFSE | PAND775 |  |  |  | Nov 4 2014 1:39PM
Paris Neolane Arcueil | Paris Neolane Arcueil -> IDC -> FRHQB2 | FRHQB2 | RU#17 | Benchrd |  | Dell Computer | PowerEdge R-Series | PowerEdge R610 | DELC126 |  |  |  | Nov 4 2014 1:39PM
Paris Neolane Arcueil | Paris Neolane Arcueil -> IDC -> FRHQB2 | FRHQB2 | RU#15 | Bahamut |  | Hewlett-Packard | ProLiant | DL380p G8 - SFF | HEPC893 |  |  |  | Nov 4 2014 1:39PM
Paris Neolane Arcueil | Paris Neolane Arcueil -> IDC -> FRHQB2 | FRHQB2 | RU#14 | Spirou |  | Dell Computer | PowerEdge R-Series | PowerEdge R610 | DELC126 |  |  |  | Nov 4 2014 1:38PM
Paris Neolane Arcueil | Paris Neolane Arcueil -> IDC -> FRHQB2 | FRHQB2 | RU#13 | DB PS |  | Dell Computer | PowerEdge R-Series | PowerEdge R610 | DELC126 |  |  |  | Nov 4 2014 1:38PM
Paris Neolane Arcueil | Paris Neolane Arcueil -> IDC -> FRHQB2 | FRHQB2 | RU#12 | Exch3 |  | Dell Computer | PowerEdge R-Series | PowerEdge R610 | DELC126 |  |  |  | Nov 4 2014 1:38PM
Paris Neolane Arcueil | Paris Neolane Arcueil -> IDC -> FRHQB2 | FRHQB2 | RU#11 | ACCT |  | Dell Computer | PowerEdge R-Series | PowerEdge R610 | DELC126 |  |  |  | Nov 4 2014 1:38PM
Paris Neolane Arcueil | Paris Neolane Arcueil -> IDC -> FRHQB2 | FRHQB2 | RU#10 | Rahan |  | Dell Computer | PowerEdge R-Series | PowerEdge R610 | DELC126 |  |  |  | Nov 4 2014 1:38PM
Paris Neolane Arcueil | Paris Neolane Arcueil -> IDC -> FRHQB2 | FRHQB2 | RU#09 | Babar |  | Dell Computer | PowerEdge R-Series | PowerEdge R610 | DELC126 |  |  |  | Nov 4 2014 1:38PM
Paris Neolane Arcueil | Paris Neolane Arcueil -> IDC -> FRHQB2 | FRHQB2 | RU#07 | Vulsini |  | Dell Computer | PowerEdge R-Series | PowerEdge R510 (12 Drives) | DELC576 |  |  |  | Nov 4 2014 1:38PM
Paris Neolane Arcueil | Paris Neolane Arcueil -> IDC -> FRHQB2 | FRHQB2 | RU#01 | 1 |  | APC | Smart-UPS | SURT10000RMXLT | APCC085 |  |  |  | Nov 4 2014 1:37PM
Paris Neolane Arcueil | Paris Neolane Arcueil -> IDC -> FRHQB2 -> 1 | 1 | Slot#3 | SURT7500RMXLT Battery Module |  | APC | Smart-UPS | SURT7500RMXLT Battery Module | APC871 |  |  |  | Nov 4 2014 1:37PM
Paris Neolane Arcueil | Paris Neolane Arcueil -> IDC -> FRHQB2 -> 1 | 1 | Slot#2 | SURT7500RMXLT Battery Module |  | APC | Smart-UPS | SURT7500RMXLT Battery Module | APC871 |  |  |  | Nov 4 2014 1:37PM
Paris Neolane Arcueil | Paris Neolane Arcueil -> IDC -> FRHQB2 -> Bahamut | Bahamut | Slot#9 | 662883-B21 |  | Hewlett-Packard | ProLiant | 662883-B21 | HEPC894 |  |  |  | Nov 4 2014 1:38PM
Paris Neolane Arcueil | Paris Neolane Arcueil -> IDC -> Rack 1 | Rack 1 | RU#41 | 24 way Patch Panel |  | Ortronics | Patch Panel Flat Clarity | OR-PHD66U24 | ORT446 |  |  |  | Nov 4 2014 1:41PM
Paris Neolane Arcueil | Paris Neolane Arcueil -> IDC -> Rack 1 | Rack 1 | RU#40 | Ortronics: OR-PHD66U24 #2 |  | Ortronics | Patch Panel Flat Clarity | OR-PHD66U24 | ORT446 |  |  |  | Nov 4 2014 1:41PM
Paris Neolane Arcueil | Paris Neolane Arcueil -> IDC -> Rack 1 | Rack 1 | RU#39 | Ortronics: OR-PHD66U24 #3 |  | Ortronics | Patch Panel Flat Clarity | OR-PHD66U24 | ORT446 |  |  |  | Nov 4 2014 1:41PM
Paris Neolane Arcueil | Paris Neolane Arcueil -> IDC -> Rack 1 | Rack 1 | RU#38 | Ortronics: OR-PHD66U24 #4 |  | Ortronics | Patch Panel Flat Clarity | OR-PHD66U24 | ORT446 |  |  |  | Nov 4 2014 1:41PM
Paris Neolane Arcueil | Paris Neolane Arcueil -> IDC -> Rack 1 | Rack 1 | RU#37 | Ortronics: OR-PHD66U24 #5 |  | Ortronics | Patch Panel Flat Clarity | OR-PHD66U24 | ORT446 |  |  |  | Nov 4 2014 1:41PM
Paris Neolane Arcueil | Paris Neolane Arcueil -> IDC -> Rack 1 | Rack 1 | RU#36 | Ortronics: OR-PHD66U24 #6 |  | Ortronics | Patch Panel Flat Clarity | OR-PHD66U24 | ORT446 |  |  |  | Nov 4 2014 1:41PM
Paris Neolane Arcueil | Paris Neolane Arcueil -> IDC -> Rack 1 | Rack 1 | RU#35 | Ortronics: OR-PHD66U24 #7 |  | Ortronics | Patch Panel Flat Clarity | OR-PHD66U24 | ORT446 |  |  |  | Nov 4 2014 1:40PM
Paris Neolane Arcueil | Paris Neolane Arcueil -> IDC -> Rack 1 | Rack 1 | RU#34 | Ortronics: OR-PHD66U24 #8 |  | Ortronics | Patch Panel Flat Clarity | OR-PHD66U24 | ORT446 |  |  |  | Nov 4 2014 1:40PM
Paris Neolane Arcueil | Paris Neolane Arcueil -> IDC -> Rack 1 | Rack 1 | RU#33 | Ortronics: OR-PHD66U24 #9 |  | Ortronics | Patch Panel Flat Clarity | OR-PHD66U24 | ORT446 |  |  |  | Nov 4 2014 1:40PM
Paris Neolane Arcueil | Paris Neolane Arcueil -> IDC -> Rack 1 | Rack 1 | RU#32 | Ortronics: OR-PHD66U24 #10 |  | Ortronics | Patch Panel Flat Clarity | OR-PHD66U24 | ORT446 |  |  |  | Nov 4 2014 1:40PM
Paris Neolane Arcueil | Paris Neolane Arcueil -> IDC -> Rack 1 | Rack 1 | RU#31 | Ortronics: OR-PHD66U24 #11 |  | Ortronics | Patch Panel Flat Clarity | OR-PHD66U24 | ORT446 |  |  |  | Nov 4 2014 1:40PM
Paris Neolane Arcueil | Paris Neolane Arcueil -> IDC -> Rack 1 | Rack 1 | RU#30 | Ortronics: OR-PHD66U24 #12 |  | Ortronics | Patch Panel Flat Clarity | OR-PHD66U24 | ORT446 |  |  |  | Nov 4 2014 1:40PM
Paris Neolane Arcueil | Paris Neolane Arcueil -> IDC -> Rack 1 | Rack 1 | RU#29 | Ortronics: OR-PHD66U24 #13 |  | Ortronics | Patch Panel Flat Clarity | OR-PHD66U24 | ORT446 |  |  |  | Nov 4 2014 1:40PM
Paris Neolane Arcueil | Paris Neolane Arcueil -> IDC -> Rack 1 | Rack 1 | RU#15 | Parisar-WLC-02 |  | Cisco Systems | WAE Series | WAE-611-K9 | CICO353 |  |  |  | Nov 4 2014 1:40PM
Paris Neolane Arcueil | Paris Neolane Arcueil -> IDC -> Rack 1 | Rack 1 | RU#01 | Parisa-CSB |  | Cisco Systems | Catalyst 4500 | WS-C4510R | CISO334 |  |  |  | Nov 4 2014 1:40PM
Paris Neolane Arcueil | Paris Neolane Arcueil -> IDC -> Rack 1 before | Rack 1 before | RU#41 | Patch panel |  | Ortronics | Patch Panel Flat Clarity | OR-PHD66U24 | ORT446 |  |  |  | Nov 4 2014 1:33PM
Paris Neolane Arcueil | Paris Neolane Arcueil -> IDC -> Rack 1 before | Rack 1 before | RU#41 | Ortronics: OR-PHD66U24 #8 |  | Ortronics | Patch Panel Flat Clarity | OR-PHD66U24 | ORT446 |  |  |  | Nov 4 2014 1:33PM
Paris Neolane Arcueil | Paris Neolane Arcueil -> IDC -> Rack 1 before | Rack 1 before | RU#40 | Ortronics: OR-PHD66U24 #9 |  | Ortronics | Patch Panel Flat Clarity | OR-PHD66U24 | ORT446 |  |  |  | Nov 4 2014 1:33PM
Paris Neolane Arcueil | Paris Neolane Arcueil -> IDC -> Rack 1 before | Rack 1 before | RU#40 | Ortronics: OR-PHD66U24 #2 |  | Ortronics | Patch Panel Flat Clarity | OR-PHD66U24 | ORT446 |  |  |  | Nov 4 2014 1:33PM
Paris Neolane Arcueil | Paris Neolane Arcueil -> IDC -> Rack 1 before | Rack 1 before | RU#39 | Dell: Switch |  | Dell Computer | PowerConnect 3300 Series | PowerConnect 3348 | DELL582 |  |  |  | Nov 4 2014 1:32PM
Paris Neolane Arcueil | Paris Neolane Arcueil -> IDC -> Rack 1 before | Rack 1 before | RU#39 | Dell: Switch |  | Dell Computer | PowerConnect 3300 Series | PowerConnect 3348 | DELL582 |  |  |  | Nov 4 2014 1:33PM
Paris Neolane Arcueil | Paris Neolane Arcueil -> IDC -> Rack 1 before | Rack 1 before | RU#38 | Ortronics: OR-PHD66U24 #10 |  | Ortronics | Patch Panel Flat Clarity | OR-PHD66U24 | ORT446 |  |  |  | Nov 4 2014 1:33PM
Paris Neolane Arcueil | Paris Neolane Arcueil -> IDC -> Rack 1 before | Rack 1 before | RU#38 | Ortronics: OR-PHD66U24 #3 |  | Ortronics | Patch Panel Flat Clarity | OR-PHD66U24 | ORT446 |  |  |  | Nov 4 2014 1:32PM
Paris Neolane Arcueil | Paris Neolane Arcueil -> IDC -> Rack 1 before | Rack 1 before | RU#37 | Ortronics: OR-PHD66U24 #4 |  | Ortronics | Patch Panel Flat Clarity | OR-PHD66U24 | ORT446 |  |  |  | Nov 4 2014 1:32PM
Paris Neolane Arcueil | Paris Neolane Arcueil -> IDC -> Rack 1 before | Rack 1 before | RU#37 | Ortronics: OR-PHD66U24 #11 |  | Ortronics | Patch Panel Flat Clarity | OR-PHD66U24 | ORT446 |  |  |  | Nov 4 2014 1:33PM
Paris Neolane Arcueil | Paris Neolane Arcueil -> IDC -> Rack 1 before | Rack 1 before | RU#36 | Dell: Switch |  | Dell Computer | PowerConnect 3300 Series | PowerConnect 3348 | DELL582 |  |  |  | Nov 4 2014 1:32PM
Paris Neolane Arcueil | Paris Neolane Arcueil -> IDC -> Rack 1 before | Rack 1 before | RU#36 | Dell: Switch |  | Dell Computer | PowerConnect 3300 Series | PowerConnect 3348 | DELL582 |  |  |  | Nov 4 2014 1:33PM
Paris Neolane Arcueil | Paris Neolane Arcueil -> IDC -> Rack 1 before | Rack 1 before | RU#35 | Ortronics: OR-PHD66U24 #5 |  | Ortronics | Patch Panel Flat Clarity | OR-PHD66U24 | ORT446 |  |  |  | Nov 4 2014 1:32PM
Paris Neolane Arcueil | Paris Neolane Arcueil -> IDC -> Rack 1 before | Rack 1 before | RU#35 | Ortronics: OR-PHD66U24 #12 |  | Ortronics | Patch Panel Flat Clarity | OR-PHD66U24 | ORT446 |  |  |  | Nov 4 2014 1:33PM
Paris Neolane Arcueil | Paris Neolane Arcueil -> IDC -> Rack 1 before | Rack 1 before | RU#34 | Ortronics: OR-PHD66U24 #13 |  | Ortronics | Patch Panel Flat Clarity | OR-PHD66U24 | ORT446 |  |  |  | Nov 4 2014 1:33PM
Paris Neolane Arcueil | Paris Neolane Arcueil -> IDC -> Rack 1 before | Rack 1 before | RU#34 | Ortronics: OR-PHD66U24 #6 |  | Ortronics | Patch Panel Flat Clarity | OR-PHD66U24 | ORT446 |  |  |  | Nov 4 2014 1:32PM
Paris Neolane Arcueil | Paris Neolane Arcueil -> IDC -> Rack 1 before | Rack 1 before | RU#33 | Ortronics: OR-PHD66U24 #7 |  | Ortronics | Patch Panel Flat Clarity | OR-PHD66U24 | ORT446 |  |  |  | Nov 4 2014 1:32PM
Paris Neolane Arcueil | Paris Neolane Arcueil -> IDC -> Rack 1 before | Rack 1 before | RU#33 | Ortronics: OR-PHD66U24 #14 |  | Ortronics | Patch Panel Flat Clarity | OR-PHD66U24 | ORT446 |  |  |  | Nov 4 2014 1:33PM
Paris Neolane Arcueil | Paris Neolane Arcueil -> IDC -> Rack 1 before | Rack 1 before | RU#04 | Dell: Switch |  | Dell Computer | PowerConnect 3300 Series | PowerConnect 3348 | DELL582 |  |  |  | Nov 4 2014 1:33PM
Paris Neolane Arcueil | Paris Neolane Arcueil -> IDC -> Rack 1 before | Rack 1 before | RU#04 | Dell: Switch |  | Dell Computer | PowerConnect 3300 Series | PowerConnect 3348 | DELL582 |  |  |  | Nov 4 2014 1:32PM
Paris Neolane Arcueil | Paris Neolane Arcueil -> IDC -> Rack 1 before | Rack 1 before | RU#03 | Dell Switch |  | Dell Computer | PowerConnect 3300 Series | PowerConnect 3348 | DELL582 |  |  |  | Nov 4 2014 1:32PM
Paris Neolane Arcueil | Paris Neolane Arcueil -> IDC -> Rack 1 before | Rack 1 before | RU#03 | Dell: Switch |  | Dell Computer | PowerConnect 3300 Series | PowerConnect 3348 | DELL582 |  |  |  | Nov 4 2014 1:33PM
Paris Neolane Arcueil | Paris Neolane Arcueil -> IDC -> Rack 1 before | Rack 1 before | RU#02 | Circuit |  | Caswell | 1U Appliance | CAR-3000 | CASW002 |  |  |  | Nov 4 2014 1:32PM
Paris Neolane Arcueil | Paris Neolane Arcueil -> IDC -> Rack 1 before | Rack 1 before | RU#01 | Circuit |  | Caswell | 1U Appliance | CAR-3000 | CASW002 |  |  |  | Nov 4 2014 1:32PM
Paris Neolane Arcueil | Paris Neolane Arcueil -> IDC -> Rack 2 | Rack 2 | RU#41 | 24 way Patch Panel |  | Ortronics | Patch Panel Flat Clarity | OR-PHD66U24 | ORT446 |  |  |  | Nov 4 2014 1:42PM
Paris Neolane Arcueil | Paris Neolane Arcueil -> IDC -> Rack 2 | Rack 2 | RU#40 | Ortronics: OR-PHD66U24 #2 |  | Ortronics | Patch Panel Flat Clarity | OR-PHD66U24 | ORT446 |  |  |  | Nov 4 2014 1:42PM
Paris Neolane Arcueil | Paris Neolane Arcueil -> IDC -> Rack 2 | Rack 2 | RU#39 | Ortronics: OR-PHD66U24 #3 |  | Ortronics | Patch Panel Flat Clarity | OR-PHD66U24 | ORT446 |  |  |  | Nov 4 2014 1:42PM
Paris Neolane Arcueil | Paris Neolane Arcueil -> IDC -> Rack 2 | Rack 2 | RU#38 | Ortronics: OR-PHD66U24 #4 |  | Ortronics | Patch Panel Flat Clarity | OR-PHD66U24 | ORT446 |  |  |  | Nov 4 2014 1:42PM
Paris Neolane Arcueil | Paris Neolane Arcueil -> IDC -> Rack 2 | Rack 2 | RU#37 | Ortronics: OR-PHD66U24 #5 |  | Ortronics | Patch Panel Flat Clarity | OR-PHD66U24 | ORT446 |  |  |  | Nov 4 2014 1:42PM
Paris Neolane Arcueil | Paris Neolane Arcueil -> IDC -> Rack 2 | Rack 2 | RU#36 | Ortronics: OR-PHD66U24 #6 |  | Ortronics | Patch Panel Flat Clarity | OR-PHD66U24 | ORT446 |  |  |  | Nov 4 2014 1:42PM
Paris Neolane Arcueil | Paris Neolane Arcueil -> IDC -> Rack 2 | Rack 2 | RU#35 | Ortronics: OR-PHD66U24 #7 |  | Ortronics | Patch Panel Flat Clarity | OR-PHD66U24 | ORT446 |  |  |  | Nov 4 2014 1:42PM
Paris Neolane Arcueil | Paris Neolane Arcueil -> IDC -> Rack 2 | Rack 2 | RU#34 | Ortronics: OR-PHD66U24 #8 |  | Ortronics | Patch Panel Flat Clarity | OR-PHD66U24 | ORT446 |  |  |  | Nov 4 2014 1:42PM
Paris Neolane Arcueil | Paris Neolane Arcueil -> IDC -> Rack 2 | Rack 2 | RU#33 | Ortronics: OR-PHD66U24 #9 |  | Ortronics | Patch Panel Flat Clarity | OR-PHD66U24 | ORT446 |  |  |  | Nov 4 2014 1:42PM
Paris Neolane Arcueil | Paris Neolane Arcueil -> IDC -> Rack 2 | Rack 2 | RU#32 | Ortronics: OR-PHD66U24 #10 |  | Ortronics | Patch Panel Flat Clarity | OR-PHD66U24 | ORT446 |  |  |  | Nov 4 2014 1:42PM
Paris Neolane Arcueil | Paris Neolane Arcueil -> IDC -> Rack 2 | Rack 2 | RU#31 | Ortronics: OR-PHD66U24 #11 |  | Ortronics | Patch Panel Flat Clarity | OR-PHD66U24 | ORT446 |  |  |  | Nov 4 2014 1:42PM
Paris Neolane Arcueil | Paris Neolane Arcueil -> IDC -> Rack 2 | Rack 2 | RU#30 | Ortronics: OR-PHD66U24 #12 |  | Ortronics | Patch Panel Flat Clarity | OR-PHD66U24 | ORT446 |  |  |  | Nov 4 2014 1:42PM
Paris Neolane Arcueil | Paris Neolane Arcueil -> IDC -> Rack 2 | Rack 2 | RU#29 | Ortronics: OR-PHD66U24 #13 |  | Ortronics | Patch Panel Flat Clarity | OR-PHD66U24 | ORT446 |  |  |  | Nov 4 2014 1:42PM
Paris Neolane Arcueil | Paris Neolane Arcueil -> IDC -> Rack 2 | Rack 2 | RU#21 | Parisar-DMZSec |  | Cisco Systems | Catalyst 3750 | WS-C3750-48TS-S | CISO357 |  |  |  | Nov 4 2014 1:43PM
Paris Neolane Arcueil | Paris Neolane Arcueil -> IDC -> Rack 2 | Rack 2 | RU#20 | Cable Manager |  | Panduit | PatchLink | WMPLFSE | PAND775 |  |  |  | Nov 4 2014 1:43PM
Paris Neolane Arcueil | Paris Neolane Arcueil -> IDC -> Rack 2 | Rack 2 | RU#17 | Parisar-FW1 |  | Juniper Networks | EX Series | EX 3200-24P | JUNP611 |  |  |  | Nov 4 2014 1:42PM
Paris Neolane Arcueil | Paris Neolane Arcueil -> IDC -> Rack 2 | Rack 2 | RU#16 | Cable Manager |  | Panduit | PatchLink | WMPLFSE | PAND775 |  |  |  | Nov 4 2014 1:41PM
Paris Neolane Arcueil | Paris Neolane Arcueil -> IDC -> Rack 2 | Rack 2 | RU#15 | Parisar-FW2 |  | Juniper Networks | EX Series | EX 3200-24P | JUNP611 |  |  |  | Nov 4 2014 1:41PM
Paris Neolane Arcueil | Paris Neolane Arcueil -> IDC -> Rack 2 | Rack 2 | RU#01 | Parisar-CSA |  | Cisco Systems | Catalyst 4500 | WS-C4510R | CISO334 |  |  |  | Nov 4 2014 1:41PM
Paris Neolane Arcueil | Paris Neolane Arcueil -> IDC -> Rack 2 - before | Rack 2 - before | RU#20 | Dell Switch |  | Dell Computer | PowerConnect 3300 Series | PowerConnect 3348 | DELL582 |  |  |  | Nov 4 2014 1:33PM
Paris Neolane Arcueil | Paris Neolane Arcueil -> IDC -> Rack 2 - before | Rack 2 - before | RU#19 | Ortronics: OR-PHD66U24 #14 |  | Ortronics | Patch Panel Flat Clarity | OR-PHD66U24 | ORT446 |  |  |  | Nov 4 2014 1:33PM
Paris Neolane Arcueil | Paris Neolane Arcueil -> IDC -> Rack 2 - before | Rack 2 - before | RU#18 | Ortronics: OR-PHD66U24 #13 |  | Ortronics | Patch Panel Flat Clarity | OR-PHD66U24 | ORT446 |  |  |  | Nov 4 2014 1:33PM
Paris Neolane Arcueil | Paris Neolane Arcueil -> IDC -> Rack 2 - before | Rack 2 - before | RU#17 | Ortronics: OR-PHD66U24 #12 |  | Ortronics | Patch Panel Flat Clarity | OR-PHD66U24 | ORT446 |  |  |  | Nov 4 2014 1:33PM
Paris Neolane Arcueil | Paris Neolane Arcueil -> IDC -> Rack 2 - before | Rack 2 - before | RU#16 | Dell Switch |  | Dell Computer | PowerConnect 3300 Series | PowerConnect 3348 | DELL582 |  |  |  | Nov 4 2014 1:33PM
Paris Neolane Arcueil | Paris Neolane Arcueil -> IDC -> Rack 2 - before | Rack 2 - before | RU#15 | Ortronics: OR-PHD66U24 #11 |  | Ortronics | Patch Panel Flat Clarity | OR-PHD66U24 | ORT446 |  |  |  | Nov 4 2014 1:33PM
Paris Neolane Arcueil | Paris Neolane Arcueil -> IDC -> Rack 2 - before | Rack 2 - before | RU#14 | Ortronics: OR-PHD66U24 #10 |  | Ortronics | Patch Panel Flat Clarity | OR-PHD66U24 | ORT446 |  |  |  | Nov 4 2014 1:34PM
Paris Neolane Arcueil | Paris Neolane Arcueil -> IDC -> Rack 2 - before | Rack 2 - before | RU#13 | Dell Switch |  | Dell Computer | PowerConnect 3300 Series | PowerConnect 3348 | DELL582 |  |  |  | Nov 4 2014 1:34PM
Paris Neolane Arcueil | Paris Neolane Arcueil -> IDC -> Rack 2 - before | Rack 2 - before | RU#12 | Ortronics: OR-PHD66U24 #9 |  | Ortronics | Patch Panel Flat Clarity | OR-PHD66U24 | ORT446 |  |  |  | Nov 4 2014 1:34PM
Paris Neolane Arcueil | Paris Neolane Arcueil -> IDC -> Rack 2 - before | Rack 2 - before | RU#11 | Ortronics: OR-PHD66U24 #8 |  | Ortronics | Patch Panel Flat Clarity | OR-PHD66U24 | ORT446 |  |  |  | Nov 4 2014 1:34PM
Paris Neolane Arcueil | Paris Neolane Arcueil -> IDC -> Rack 2 - before | Rack 2 - before | RU#10 | Dell Switch |  | Dell Computer | PowerConnect 3300 Series | PowerConnect 3348 | DELL582 |  |  |  | Nov 4 2014 1:34PM
Paris Neolane Arcueil | Paris Neolane Arcueil -> IDC -> Rack 2 - before | Rack 2 - before | RU#09 | Ortronics: OR-PHD66U24 #7 |  | Ortronics | Patch Panel Flat Clarity | OR-PHD66U24 | ORT446 |  |  |  | Nov 4 2014 1:34PM
Paris Neolane Arcueil | Paris Neolane Arcueil -> IDC -> Rack 2 - before | Rack 2 - before | RU#08 | Ortronics: OR-PHD66U24 #6 |  | Ortronics | Patch Panel Flat Clarity | OR-PHD66U24 | ORT446 |  |  |  | Nov 4 2014 1:34PM
Paris Neolane Arcueil | Paris Neolane Arcueil -> IDC -> Rack 2 - before | Rack 2 - before | RU#07 | Ortronics: OR-PHD66U24 #5 |  | Ortronics | Patch Panel Flat Clarity | OR-PHD66U24 | ORT446 |  |  |  | Nov 4 2014 1:34PM
Paris Neolane Arcueil | Paris Neolane Arcueil -> IDC -> Rack 2 - before | Rack 2 - before | RU#06 | Dell Switch |  | Dell Computer | PowerConnect 3300 Series | PowerConnect 3348 | DELL582 |  |  |  | Nov 4 2014 1:34PM
Paris Neolane Arcueil | Paris Neolane Arcueil -> IDC -> Rack 2 - before | Rack 2 - before | RU#05 | Ortronics: OR-PHD66U24 #4 |  | Ortronics | Patch Panel Flat Clarity | OR-PHD66U24 | ORT446 |  |  |  | Nov 4 2014 1:34PM
Paris Neolane Arcueil | Paris Neolane Arcueil -> IDC -> Rack 2 - before | Rack 2 - before | RU#04 | Ortronics: OR-PHD66U24 #3 |  | Ortronics | Patch Panel Flat Clarity | OR-PHD66U24 | ORT446 |  |  |  | Nov 4 2014 1:34PM
Paris Neolane Arcueil | Paris Neolane Arcueil -> IDC -> Rack 2 - before | Rack 2 - before | RU#03 | Dell Switch |  | Dell Computer | PowerConnect 3300 Series | PowerConnect 3348 | DELL582 |  |  |  | Nov 4 2014 1:34PM
Paris Neolane Arcueil | Paris Neolane Arcueil -> IDC -> Rack 2 - before | Rack 2 - before | RU#02 | Ortronics: OR-PHD66U24 #2 |  | Ortronics | Patch Panel Flat Clarity | OR-PHD66U24 | ORT446 |  |  |  | Nov 4 2014 1:34PM
Paris Neolane Arcueil | Paris Neolane Arcueil -> IDC -> Rack 2 - before | Rack 2 - before | RU#01 | Patch Panel |  | Ortronics | Patch Panel Flat Clarity | OR-PHD66U24 | ORT446 |  |  |  | Nov 4 2014 1:34PM
Paris Neolane Arcueil | Paris Neolane Arcueil -> IDC -> Rack 3 | Rack 3 | RU#41 | Parisa-Console |  | Raritan Computer | Dominion SX | DSXA-32 | RCI184 |  |  |  | Nov 4 2014 1:44PM
Paris Neolane Arcueil | Paris Neolane Arcueil -> IDC -> Rack 3 | Rack 3 | RU#40 | Cable Manager |  | Panduit | PatchLink | WMPLFSE | PAND775 |  |  |  | Nov 4 2014 1:44PM
Paris Neolane Arcueil | Paris Neolane Arcueil -> IDC -> Rack 3 | Rack 3 | RU#38 | Parisa-WAN |  | Cisco Systems | ASR 1000 Series | ASR1002 | CISO872 |  |  |  | Nov 4 2014 1:44PM
Paris Neolane Arcueil | Paris Neolane Arcueil -> IDC -> Rack 3 | Rack 3 | RU#35 | Parisar-GREHA |  | Cisco Systems | ASR 1000 Series | ASR1002 | CISO872 |  |  |  | Nov 4 2014 1:44PM
Paris Neolane Arcueil | Paris Neolane Arcueil -> IDC -> Rack 3 | Rack 3 | RU#34 | Cable Manager |  | Panduit | PatchLink | WMPLFSE | PAND775 |  |  |  | Nov 4 2014 1:44PM
Paris Neolane Arcueil | Paris Neolane Arcueil -> IDC -> Rack 3 | Rack 3 | RU#32 | Parisar-DMZSec |  | Cisco Systems | Catalyst 3750 | Catalyst 3750G-24PS | CISY130 |  |  |  | Nov 4 2014 3:55PM
Paris Neolane Arcueil | Paris Neolane Arcueil -> IDC -> Rack 3 | Rack 3 | RU#31 | Cable Manager |  | Panduit | PatchLink | WMPLFSE | PAND775 |  |  |  | Nov 4 2014 1:44PM
Paris Neolane Arcueil | Paris Neolane Arcueil -> IDC -> Rack 3 | Rack 3 | RU#29 | Parisa-ANUE |  | Websense | Web Security | Websense V10000 G2 | WEBS001 |  |  |  | Nov 4 2014 1:44PM
Paris Neolane Arcueil | Paris Neolane Arcueil -> IDC -> Rack 3 | Rack 3 | RU#28 | Websense |  | Websense | Web Security | Websense V10000 G2 | WEBS001 |  |  |  | Nov 4 2014 1:44PM
Paris Neolane Arcueil | Paris Neolane Arcueil -> IDC -> Rack 3 | Rack 3 | RU#25 | Parisar-Voice |  | Cisco Systems | Cisco 3800 | CISCO3845 | CISO580 |  |  |  | Nov 4 2014 1:44PM
Paris Neolane Arcueil | Paris Neolane Arcueil -> IDC -> Rack 3 | Rack 3 | RU#24 | Parisar-DMZ1 |  | Cisco Systems | Catalyst 3750 | WS-C3750-48TS-S | CISO357 |  |  |  | Nov 4 2014 1:44PM
Paris Neolane Arcueil | Paris Neolane Arcueil -> IDC -> Rack 3 | Rack 3 | RU#23 | Cable Manager |  | Panduit | PatchLink | WMPLFSE | PAND775 |  |  |  | Nov 4 2014 1:43PM
Paris Neolane Arcueil | Paris Neolane Arcueil -> IDC -> Rack 3 | Rack 3 | RU#22 | Parisar-DMZ2 |  | Cisco Systems | Catalyst 3750 | WS-C3750-48TS-S | CISO357 |  |  |  | Nov 4 2014 1:43PM
Paris Neolane Arcueil | Paris Neolane Arcueil -> IDC -> Rack 3 | Rack 3 | RU#21 | Parisar-WLC01 |  | Cisco Systems | WAE Series | WAE-611-K9 | CICO353 |  |  |  | Nov 4 2014 1:43PM
Paris Neolane Arcueil | Paris Neolane Arcueil -> IDC -> Rack 3 | Rack 3 | RU#11 | Parisar-WAAS |  | Cisco Systems | UCS C-Series | UCS C240 M3 | CISC078 |  |  |  | Nov 4 2014 1:43PM
Paris Neolane Arcueil | Paris Neolane Arcueil -> IDC -> Rack 3 | Rack 3 | RU#07 | Parisar-INET |  | Cisco Systems | ASR 1000 Series | ASR1002 | CISO872 |  |  |  | Nov 4 2014 1:43PM
Paris Neolane Arcueil | Paris Neolane Arcueil -> IDC -> Rack 3 | Rack 3 | RU#04 | Dell: PowerEdge 1850 #1 |  | Dell Computer | PowerEdge | PowerEdge 1850 (Open View) | DELL462 |  |  |  | Nov 4 2014 1:43PM
Paris Neolane Arcueil | Paris Neolane Arcueil -> IDC -> Rack 3 | Rack 3 | RU#03 | Circuits |  | Ortronics | Patch Panel Flat Clarity | OR-PHD66U24 | ORT446 |  |  |  | Nov 4 2014 1:43PM
Paris Neolane Arcueil | Paris Neolane Arcueil -> IDC -> Rack 3 | Rack 3 | RU#02 | Panduit: WMPLFSE #1 |  | Panduit | PatchLink | WMPLFSE | PAND775 |  |  |  | Nov 4 2014 1:43PM
Paris Neolane Arcueil | Paris Neolane Arcueil -> IDC -> Rack 3 | Rack 3 | RU#01 | Ortronics: OR-PHD66U24 #1 |  | Ortronics | Patch Panel Flat Clarity | OR-PHD66U24 | ORT446 |  |  |  | Nov 4 2014 1:43PM
Paris Neolane Arcueil | Paris Neolane Arcueil -> IDC -> Rack 3 Before | Rack 3 Before | RU#22 | Juniper Networks: |  | Juniper Networks | EX Series | EX2200-48P-4G | JUNP899 |  |  |  | Nov 4 2014 1:35PM
Paris Neolane Arcueil | Paris Neolane Arcueil -> IDC -> Rack 3 Before | Rack 3 Before | RU#21 | Juniper Networks: |  | Juniper Networks | EX Series | EX2200-48P-4G | JUNP899 |  |  |  | Nov 4 2014 1:35PM
Paris Neolane Arcueil | Paris Neolane Arcueil -> IDC -> Rack 3 Before | Rack 3 Before | RU#18 | Juniper Networks: |  | Juniper Networks | EX Series | EX2200-48P-4G | JUNP899 |  |  |  | Nov 4 2014 1:35PM
Paris Neolane Arcueil | Paris Neolane Arcueil -> IDC -> Rack 3 Before | Rack 3 Before | RU#16 | Juniper Networks: |  | Juniper Networks | EX Series | EX2200-48P-4G | JUNP899 |  |  |  | Nov 4 2014 1:35PM
Paris Neolane Arcueil | Paris Neolane Arcueil -> IDC -> Rack 3 Before | Rack 3 Before | RU#14 | Cisco: Catalyst 2901 #1 |  | Cisco Systems | Catalyst 2900 | WS-C2901 | CSCO318 |  |  |  | Nov 4 2014 1:35PM
Paris Neolane Arcueil | Paris Neolane Arcueil -> IDC -> Rack 3 Before | Rack 3 Before | RU#11 | Cisco: 3845 #1 |  | Cisco Systems | Cisco 3800 | CISCO3845 | CISO580 |  |  |  | Nov 4 2014 1:35PM
Paris Neolane Arcueil | Paris Neolane Arcueil -> IDC -> Rack 3 Before | Rack 3 Before | RU#10 | Circuits |  | Alcatel | Microwave Family | 9400 UX (Indoor Unit) | ALCA741 |  |  |  | Nov 4 2014 1:35PM
Paris Neolane Arcueil | Paris Neolane Arcueil -> IDC -> Rack 3 Before | Rack 3 Before | RU#07 | Circuits |  | Lucent Technologies | Access Point | Access Point 300 | LUCE134 |  |  |  | Nov 4 2014 1:35PM
Paris Neolane Arcueil | Paris Neolane Arcueil -> IDC -> Rack 3 Before | Rack 3 Before | RU#05 | Circuits |  | ADVA Optical Networking | FSP Series | FSP 1500-(2) | AON046 |  |  |  | Nov 4 2014 1:34PM
Paris Neolane Arcueil | Paris Neolane Arcueil -> IDC -> Rack 3 Before | Rack 3 Before | RU#04 | SIP Trunk |  | ADVA Optical Networking | FSP Series | FSP 1500-(2) | AON046 |  |  |  | Nov 4 2014 1:34PM
Paris Neolane Arcueil | Paris Neolane Arcueil -> IDC -> Rack 3 Before | Rack 3 Before | RU#01 | Circuits |  | Alcatel | Panel | 625052-000-002 | ALCA238 |  |  |  | Nov 4 2014 1:34PM
San Francisco 401 Townsend | San Francisco 401 Townsend -> Floor 2 MDC -> Rack 1 | Rack 1 | RU#17 | Cable Manager |  | Panduit | PatchLink | WMPH3 | PAND717 |  |  |  | Aug 26 2015 5:46PM
San Francisco 401 Townsend | San Francisco 401 Townsend -> Floor 2 MDC -> Rack 1 | Rack 1 | RU#16 | SF410PDUA-FL2R1 |  | Raritan Computer | Dominion PX | DPCR8A-20L6 | RCI195 |  |  |  | Aug 26 2015 5:46PM
San Francisco 401 Townsend | San Francisco 401 Townsend -> Floor 2 MDC -> Rack 1 | Rack 1 | RU#15 | SF410T-DS01 | NETWORK SERVICES | Cisco Systems | Catalyst 4500-X | WS-C4500X-40X-ES | CISC050 |  |  |  | Aug 26 2015 5:46PM
San Francisco 401 Townsend | San Francisco 401 Townsend -> Floor 2 MDC -> Rack 1 | Rack 1 | RU#01 | SF410T-2AS01 | NETWORK SERVICES | Cisco Systems | Catalyst 4500 | WS-C4510R-E | CISO730 | FXS1706Q57N |  |  | Aug 26 2015 5:46PM
San Francisco 401 Townsend | San Francisco 401 Townsend -> Floor 2 MDC -> Rack 2 | Rack 2 | RU#22 | Cisco: VG204 |  | Cisco Systems | VG200 Series Gateways | VG200 | CSCO052 |  |  |  | Aug 26 2015 5:47PM
San Francisco 401 Townsend | San Francisco 401 Townsend -> Floor 2 MDC -> Rack 2 | Rack 2 | RU#20 | SF410PDUB-Fl2R2 |  | Raritan Computer | Dominion PX | DPCR20A-30L6 | RCI193 |  |  |  | Aug 26 2015 5:47PM
San Francisco 401 Townsend | San Francisco 401 Townsend -> Floor 2 MDC -> Rack 2 | Rack 2 | RU#17 | Cable Manager |  | Panduit | PatchLink | WMPH3 | PAND717 |  |  |  | Aug 26 2015 5:47PM
San Francisco 401 Townsend | San Francisco 401 Townsend -> Floor 2 MDC -> Rack 2 | Rack 2 | RU#16 | CONSF410FL2 |  | Raritan Computer | Dominion SX | DSX32 | RCI075 | WA02500024 |  | 10.58.128.59 | Aug 26 2015 5:47PM
San Francisco 401 Townsend | San Francisco 401 Townsend -> Floor 2 MDC -> Rack 2 | Rack 2 | RU#15 | SF410T-DS02 |  | Cisco Systems | Catalyst 4500-X | WS-C4500X-40X-ES | CISC050 |  |  |  | Aug 26 2015 5:47PM
San Francisco 401 Townsend | San Francisco 401 Townsend -> Floor 2 MDC -> Rack 2 | Rack 2 | RU#01 | SF410T-2AS02 |  | Cisco Systems | Catalyst 4500 | WS-C4510R-E | CISO730 | FXS1708Q0JG |  |  | Aug 26 2015 5:46PM
San Francisco 401 Townsend | San Francisco 401 Townsend -> Floor 2 MDC -> Rack 3 | Rack 3 | RU#20 | SF410PDUC-Fl2R3 |  | Raritan Computer | Dominion PX | DPCR20A-30L6 | RCI193 |  |  |  | Aug 26 2015 5:48PM
San Francisco 401 Townsend | San Francisco 401 Townsend -> Floor 2 MDC -> Rack 3 | Rack 3 | RU#17 | Cable Manager |  | Panduit | PatchLink | WMPH3 | PAND717 |  |  |  | Aug 26 2015 5:48PM
San Francisco 401 Townsend | San Francisco 401 Townsend -> Floor 2 MDC -> Rack 3 | Rack 3 | RU#16 | SF410TWLC-01 |  | Cisco Systems | Cisco 5500 | AIR-CT5508-25-K9 | CISO656 |  |  |  | Aug 26 2015 5:48PM
San Francisco 401 Townsend | San Francisco 401 Townsend -> Floor 2 MDC -> Rack 3 | Rack 3 | RU#15 | SF410t-WLC02 |  | Cisco Systems | Cisco 5500 | AIR-CT5508-25-K9 | CISO656 |  |  |  | Aug 26 2015 5:48PM
San Francisco 401 Townsend | San Francisco 401 Townsend -> Floor 2 MDC -> Rack 3 | Rack 3 | RU#01 | SF410ADOVM01 |  | Hewlett-Packard | ProLiant Gen8 | DL380p G8 - SFF | HEPC893 | 2M231002N6 | 13000947 | 10.58.129.9 | Aug 26 2015 5:48PM
San Francisco 401 Townsend | San Francisco 401 Townsend -> Floor 2 MDC -> Rack 3 -> SF410ADOVM01 | SF410ADOVM01 | Slot#9 | 662883-B21 |  | Hewlett-Packard | ProLiant Gen8 | 662883-B21 | HEPC894 |  |  |  | Aug 26 2015 5:47PM
San Francisco 401 Townsend | San Francisco 401 Townsend -> Floor 2 MDC -> Rack 4 | Rack 4 | RU#17 | Cable Manager |  | Panduit | PatchLink | WMPH3 | PAND717 |  |  |  | Aug 26 2015 5:48PM
San Francisco 401 Townsend | San Francisco 401 Townsend -> Floor 1 IDC -> Rack 1 | Rack 1 | RU#45 | Ortronics: OR-867045187 #1 |  | Ortronics | GigaMo | OR-867045187 | ORT378 |  |  |  | Aug 26 2015 5:44PM
San Francisco 401 Townsend | San Francisco 401 Townsend -> Floor 1 IDC -> Rack 1 | Rack 1 | RU#43 | Ortronics: OR-FC02U-P #1 |  | Ortronics | Fiber Rackmount Cabinets | OR-FC02U-P | ORT953 |  |  |  | Aug 26 2015 5:44PM
San Francisco 401 Townsend | San Francisco 401 Townsend -> Floor 1 IDC -> Rack 1 | Rack 1 | RU#41 | Ortronics: OR-40100132 #1 |  | Ortronics | Series II | OR-40100132 | ORT053 |  |  |  | Aug 26 2015 5:44PM
San Francisco 401 Townsend | San Francisco 401 Townsend -> Floor 1 IDC -> Rack 1 | Rack 1 | RU#39 | Ortronics: OR-40100132 #2 |  | Ortronics | Series II | OR-40100132 | ORT053 |  |  |  | Aug 26 2015 5:44PM
San Francisco 401 Townsend | San Francisco 401 Townsend -> Floor 1 IDC -> Rack 1 | Rack 1 | RU#37 | Ortronics: OR-40100132 #3 |  | Ortronics | Series II | OR-40100132 | ORT053 |  |  |  | Aug 26 2015 5:44PM
San Francisco 401 Townsend | San Francisco 401 Townsend -> Floor 1 IDC -> Rack 1 | Rack 1 | RU#35 | Ortronics: OR-40100132 #4 |  | Ortronics | Series II | OR-40100132 | ORT053 |  |  |  | Aug 26 2015 5:44PM
San Francisco 401 Townsend | San Francisco 401 Townsend -> Floor 1 IDC -> Rack 1 | Rack 1 | RU#33 | Ortronics: OR-40100132 #5 |  | Ortronics | Series II | OR-40100132 | ORT053 |  |  |  | Aug 26 2015 5:44PM
San Francisco 401 Townsend | San Francisco 401 Townsend -> Floor 1 IDC -> Rack 1 | Rack 1 | RU#31 | Ortronics: OR-40100132 #6 |  | Ortronics | Series II | OR-40100132 | ORT053 |  |  |  | Aug 26 2015 5:44PM
San Francisco 401 Townsend | San Francisco 401 Townsend -> Floor 1 IDC -> Rack 1 | Rack 1 | RU#29 | CABLE MANAGER 1 |  | Panduit | PatchLink | WMP1E | PAND770 |  |  |  | Aug 26 2015 5:44PM
San Francisco 401 Townsend | San Francisco 401 Townsend -> Floor 1 IDC -> Rack 1 | Rack 1 | RU#27 | Ortronics: OR-40100132 #7 |  | Ortronics | Series II | OR-40100132 | ORT053 |  |  |  | Aug 26 2015 5:44PM
San Francisco 401 Townsend | San Francisco 401 Townsend -> Floor 1 IDC -> Rack 1 | Rack 1 | RU#25 | Ortronics: OR-40100132 #8 |  | Ortronics | Series II | OR-40100132 | ORT053 |  |  |  | Aug 26 2015 5:44PM
San Francisco 401 Townsend | San Francisco 401 Townsend -> Floor 1 IDC -> Rack 1 | Rack 1 | RU#21 | SF410PDUA-FL1R1 |  | Raritan Computer | Dominion PX | DPXR8-20 | RCI230 |  |  |  | Aug 26 2015 5:43PM
San Francisco 401 Townsend | San Francisco 401 Townsend -> Floor 1 IDC -> Rack 1 | Rack 1 | RU#18 | CABLE MANAGER 2 |  | Panduit | PatchLink | WMPH3 | PAND717 |  |  |  | Aug 26 2015 5:43PM
San Francisco 401 Townsend | San Francisco 401 Townsend -> Floor 1 IDC -> Rack 1 | Rack 1 | RU#01 | SF410T-1AS01 | NETWORK SERVICES | Cisco Systems | Catalyst 4500 | WS-C4510R-E | CISO730 | FXS1706Q588 |  |  | Aug 26 2015 5:43PM
San Francisco 401 Townsend | San Francisco 401 Townsend -> Floor 1 IDC -> Rack 2 | Rack 2 | RU#41 | Ortronics: OR-40100132 #1 |  | Ortronics | Series II | OR-40100132 | ORT053 |  |  |  | Aug 26 2015 5:45PM
San Francisco 401 Townsend | San Francisco 401 Townsend -> Floor 1 IDC -> Rack 2 | Rack 2 | RU#39 | Ortronics: OR-40100132 #2 |  | Ortronics | Series II | OR-40100132 | ORT053 |  |  |  | Aug 26 2015 5:45PM
San Francisco 401 Townsend | San Francisco 401 Townsend -> Floor 1 IDC -> Rack 2 | Rack 2 | RU#37 | Ortronics: OR-40100132 #3 |  | Ortronics | Series II | OR-40100132 | ORT053 |  |  |  | Aug 26 2015 5:45PM
San Francisco 401 Townsend | San Francisco 401 Townsend -> Floor 1 IDC -> Rack 2 | Rack 2 | RU#35 | Ortronics: OR-40100132 #4 |  | Ortronics | Series II | OR-40100132 | ORT053 |  |  |  | Aug 26 2015 5:45PM
San Francisco 401 Townsend | San Francisco 401 Townsend -> Floor 1 IDC -> Rack 2 | Rack 2 | RU#33 | Ortronics: OR-40100132 #5 |  | Ortronics | Series II | OR-40100132 | ORT053 |  |  |  | Aug 26 2015 5:45PM
San Francisco 401 Townsend | San Francisco 401 Townsend -> Floor 1 IDC -> Rack 2 | Rack 2 | RU#31 | Ortronics: OR-40100132 #6 |  | Ortronics | Series II | OR-40100132 | ORT053 |  |  |  | Aug 26 2015 5:44PM
San Francisco 401 Townsend | San Francisco 401 Townsend -> Floor 1 IDC -> Rack 2 | Rack 2 | RU#20 | SF410PDUB-FL1R2 |  | Raritan Computer | Dominion PX | DPXR8-20 | RCI230 |  |  |  | Aug 26 2015 5:44PM
San Francisco 401 Townsend | San Francisco 401 Townsend -> Floor 1 IDC -> Rack 2 | Rack 2 | RU#17 | CABLE MANAGER |  | Panduit | PatchLink | WMPH3 | PAND717 |  |  |  | Aug 26 2015 5:44PM
San Francisco 401 Townsend | San Francisco 401 Townsend -> Floor 3 IDC -> Rack 1 | Rack 1 | RU#17 | Panduit: WMPH3 #1 |  | Panduit | PatchLink | WMPH3 | PAND717 |  |  |  | Aug 26 2015 5:52PM
San Francisco 401 Townsend | San Francisco 401 Townsend -> Floor 3 IDC -> Rack 1 | Rack 1 | RU#16 | SF410PDUA-FL3R2 |  | Raritan Computer | Dominion PX | DPCR8A-20L6 | RCI195 |  |  |  | Aug 26 2015 5:52PM
San Francisco 401 Townsend | San Francisco 401 Townsend -> Floor 3 IDC -> Rack 1 | Rack 1 | RU#15 | CONSF410FL3 |  | Raritan Computer | Dominion SX | DSX32 | RCI075 | WA02500022 |  | 10.58.128.60 | Aug 26 2015 5:52PM
San Francisco 401 Townsend | San Francisco 401 Townsend -> Floor 3 IDC -> Rack 1 | Rack 1 | RU#01 | SF410T-3AS01 |  | Cisco Systems | Catalyst 4500 | WS-C4510R-E | CISO730 |  |  |  | Aug 26 2015 5:52PM
San Francisco 401 Townsend | San Francisco 401 Townsend -> Floor 3 IDC -> Rack 2 | Rack 2 | RU#17 | Cable Manager |  | Panduit | PatchLink | WMPH3 | PAND717 |  |  |  | Aug 26 2015 5:53PM
San Francisco 401 Townsend | San Francisco 401 Townsend -> Floor 3 IDC -> Rack 2 | Rack 2 | RU#15 | SF410PDUB-FL3R2 |  | Raritan Computer | Dominion PX | DPCR20A-30L6 | RCI193 | AEQ1659025 |  | 10.58.128.57 | Aug 26 2015 5:52PM
San Francisco 401 Townsend | San Francisco 401 Townsend -> Floor 3 IDC -> Rack 2 | Rack 2 | RU#01 | SF410T-3AS02 |  | Cisco Systems | Catalyst 4500 | WS-C4510R-E | CISO730 |  |  |  | Aug 26 2015 5:52PM
San Francisco 601 Townsend | San Francisco 601 Townsend -> ESR 1 -> Row A -> A.1 | A.1 | RU#45 | blanking panel |  | APC | NetShelter | AR8101BLK-1U | APC969 |  |  |  | Dec 8 2014 4:44PM
San Francisco 601 Townsend | San Francisco 601 Townsend -> ESR 1 -> Row A -> A.1 | A.1 | RU#45 | ?Patch Panel | LAB SERVICES | Generic Equipment Set | Patch Panel | 1U 24-Port RJ45 Patch Panel | GENR976 |  |  |  | Nov 24 2014 4:05PM
San Francisco 601 Townsend | San Francisco 601 Townsend -> ESR 1 -> Row A -> A.1 | A.1 | RU#44 | CONSF-EDC1 | LAB SERVICES | Cyclades | AlterPath | ATP0200 | CYCL045 |  |  | 10.59.0.70 | Nov 24 2014 4:05PM
San Francisco 601 Townsend | San Francisco 601 Townsend -> ESR 1 -> Row A -> A.1 | A.1 | RU#43 | SF601T-ESR1A1S01 | NETWORK SERVICES | Cisco Systems | Catalyst 4900 | WS-C4948E-F | CSCY593 | CAT1711S3T1 |  | 10.59.0.59 | Nov 24 2014 4:04PM
San Francisco 601 Townsend | San Francisco 601 Townsend -> ESR 1 -> Row A -> A.1 | A.1 | RU#40 | blanking panel |  | APC | NetShelter | AR8101BLK-3U | APCC280 |  |  |  | Dec 8 2014 4:44PM
San Francisco 601 Townsend | San Francisco 601 Townsend -> ESR 1 -> Row A -> A.1 | A.1 | RU#38 | diskarray1 | LAB SERVICES | SUN Microsystems | StorEdge | StorEdge 3510 FC JBOD/Expansion | SUN155 | 1094SUZ-0719HLB2X2 |  | 10.129.132.184 | Nov 24 2014 4:04PM
San Francisco 601 Townsend | San Francisco 601 Townsend -> ESR 1 -> Row A -> A.1 | A.1 | RU#37 | blanking panel |  | APC | NetShelter | AR8101BLK-1U | APC969 |  |  |  | Dec 8 2014 4:44PM
San Francisco 601 Townsend | San Francisco 601 Townsend -> ESR 1 -> Row A -> A.1 | A.1 | RU#36 | nicoqa7 | LAB SERVICES | SUN Microsystems | Sun Fire | Sun Fire X4100 | SUN768 | 0620AM0960 |  | 10.129.132.41 | Nov 24 2014 4:04PM
San Francisco 601 Townsend | San Francisco 601 Townsend -> ESR 1 -> Row A -> A.1 | A.1 | RU#35 | nicoqa6 | LAB SERVICES | SUN Microsystems | Sun Fire | Sun Fire X4100 | SUN768 | 0620AM0922 |  | 10.129.132.40 | Nov 24 2014 4:04PM
San Francisco 601 Townsend | San Francisco 601 Townsend -> ESR 1 -> Row A -> A.1 | A.1 | RU#34 | nicoqa5 | LAB SERVICES | SUN Microsystems | Sun Fire | Sun Fire X4100 | SUN768 | 0620AM0941 |  | 10.129.132.39 | Nov 24 2014 4:04PM
San Francisco 601 Townsend | San Francisco 601 Townsend -> ESR 1 -> Row A -> A.1 | A.1 | RU#33 | nicoqa4 | LAB SERVICES | SUN Microsystems | Sun Fire | Sun Fire X4100 | SUN768 | 0620am0957 |  | 10.129.132.38 | Nov 24 2014 4:04PM
San Francisco 601 Townsend | San Francisco 601 Townsend -> ESR 1 -> Row A -> A.1 | A.1 | RU#32 | nicodev3 | LAB SERVICES | SUN Microsystems | Sun Fire | Sun Fire X4100 | SUN768 | 0500AM0493 |  | 10.129.132.37 | Nov 24 2014 4:04PM
San Francisco 601 Townsend | San Francisco 601 Townsend -> ESR 1 -> Row A -> A.1 | A.1 | RU#31 | flashcastqa8 | LAB SERVICES | SUN Microsystems | Sun Fire | Sun Fire X4100 | SUN768 | 0500AM0504 |  | 10.129.132.144 | Nov 24 2014 4:04PM
San Francisco 601 Townsend | San Francisco 601 Townsend -> ESR 1 -> Row A -> A.1 | A.1 | RU#30 | madperf7 | LAB SERVICES | SUN Microsystems | Sun Fire | Sun Fire X4100 | SUN768 | 0500am0486 |  | 10.129.133.8 | Nov 24 2014 4:04PM
San Francisco 601 Townsend | San Francisco 601 Townsend -> ESR 1 -> Row A -> A.1 | A.1 | RU#29 | madperf8 | LAB SERVICES | SUN Microsystems | Sun Fire | Sun Fire X4100 | SUN768 | 0550AM0485 |  | 10.129.133.8 | Nov 24 2014 4:04PM
San Francisco 601 Townsend | San Francisco 601 Townsend -> ESR 1 -> Row A -> A.1 | A.1 | RU#28 | flashcastqa11 | LAB SERVICES | SUN Microsystems | Sun Fire | Sun Fire X4100 | SUN768 | 0609AM1195 |  | 192.9.201.121 | Nov 24 2014 4:04PM
San Francisco 601 Townsend | San Francisco 601 Townsend -> ESR 1 -> Row A -> A.1 | A.1 | RU#27 | MSTEST2 | LAB SERVICES | SUN Microsystems | Sun Fire | Sun Fire X4100 | SUN768 | 0500AM0508 |  | 10.129.133.9 | Nov 24 2014 4:03PM
San Francisco 601 Townsend | San Francisco 601 Townsend -> ESR 1 -> Row A -> A.1 | A.1 | RU#23 | blanking panel |  | APC | NetShelter | AR8101BLK-4U | APC971 |  |  |  | Dec 8 2014 4:44PM
San Francisco 601 Townsend | San Francisco 601 Townsend -> ESR 1 -> Row A -> A.1 | A.1 | RU#22 | flashcastdev3 | LAB SERVICES | SUN Microsystems | Sun Fire | Sun Fire X4100 | SUN768 | 0806BD1B72 |  | 10.129.132.136 | Nov 24 2014 4:03PM
San Francisco 601 Townsend | San Francisco 601 Townsend -> ESR 1 -> Row A -> A.1 | A.1 | RU#20 | blanking panel |  | APC | NetShelter | AR8101BLK-2U | APC970 |  |  |  | Dec 8 2014 4:44PM
San Francisco 601 Townsend | San Francisco 601 Townsend -> ESR 1 -> Row A -> A.1 | A.1 | RU#16 | blanking panel |  | APC | NetShelter | AR8101BLK-4U | APC971 |  |  |  | Dec 8 2014 4:44PM
San Francisco 601 Townsend | San Francisco 601 Townsend -> ESR 1 -> Row A -> A.1 | A.1 | RU#15 | flashcastdev9 | LAB SERVICES | SUN Microsystems | Sun Fire | V120 | SUN125 | FF40320072 |  | 10.129.132.132 | Nov 24 2014 4:03PM
San Francisco 601 Townsend | San Francisco 601 Townsend -> ESR 1 -> Row A -> A.1 | A.1 | RU#14 | blanking panel |  | APC | NetShelter | AR8101BLK-1U | APC969 |  |  |  | Dec 8 2014 4:44PM
San Francisco 601 Townsend | San Francisco 601 Townsend -> ESR 1 -> Row A -> A.1 | A.1 | RU#09 | shelf |  | Generic Equipment Set | Shelf | 19 Inch 1U Shelf | GENR944 |  |  |  | Nov 24 2014 4:05PM
San Francisco 601 Townsend | San Francisco 601 Townsend -> ESR 1 -> Row A -> A.1 | A.1 | RU#07 | blanking panel |  | APC | NetShelter | AR8101BLK-2U | APC970 |  |  |  | Dec 8 2014 4:44PM
San Francisco 601 Townsend | San Francisco 601 Townsend -> ESR 1 -> Row A -> A.1 | A.1 | RU#05 | F5 BIGIP 6800 | FMS/HOSTED SERVICES | F5 Networks | BIG-IP | F5-BIG-LTM-6800 | F5LA028 | UNKNOWN |  |  | Nov 24 2014 4:03PM
San Francisco 601 Townsend | San Francisco 601 Townsend -> ESR 1 -> Row A -> A.1 | A.1 | RU#01 | blanking panel |  | APC | NetShelter | AR8101BLK-4U | APC971 |  |  |  | Dec 8 2014 4:44PM
San Francisco 601 Townsend | San Francisco 601 Townsend -> ESR 1 -> Row A -> A.1 -> shelf | shelf | InOutPlug#7 | Mac-Mini1 |  | Apple Computer | Mac | Mac Mini - Vertical | APPL206 | Unknown |  | Unknown | Nov 24 2014 4:05PM
San Francisco 601 Townsend | San Francisco 601 Townsend -> ESR 1 -> Row A -> A.1 -> shelf | shelf | InOutPlug#5 | Mac-Mini2 |  | Apple Computer | Mac | Mac Mini - Vertical | APPL206 | Unknown |  | Unknown | Nov 24 2014 4:05PM
San Francisco 601 Townsend | San Francisco 601 Townsend -> ESR 1 -> Row A -> A.1 -> shelf | shelf | InOutPlug#3 | MACMINI3 | FLASH TEAM | Apple Computer | Mac | Mac Mini - Vertical | APPL206 | C07H8070DKDJ | NA | NA | Nov 24 2014 4:05PM
San Francisco 601 Townsend | San Francisco 601 Townsend -> ESR 1 -> Row A -> A.1 -> shelf | shelf | InOutPlug#1 | MACMINI4 | FLASH TEAM | Apple Computer | Mac | Mac Mini - Vertical | APPL206 | C07H806JDKDJ | NA | NA | Nov 24 2014 4:05PM
San Francisco 601 Townsend | San Francisco 601 Townsend -> ESR 1 -> Row A -> A.2 | A.2 | RU#45 | CONSF-EDC2 | LAB SERVICES | Cyclades | AlterPath | ATP0200 | CYCL045 |  |  | 10.59.0.71 | Nov 24 2014 4:06PM
San Francisco 601 Townsend | San Francisco 601 Townsend -> ESR 1 -> Row A -> A.2 | A.2 | RU#44 | patch panel | LAB SERVICES | Generic Equipment Set | Patch Panel | 1U 24-Port RJ45 Patch Panel | GENR976 |  |  |  | Nov 24 2014 4:06PM
San Francisco 601 Townsend | San Francisco 601 Townsend -> ESR 1 -> Row A -> A.2 | A.2 | RU#39 | 601T-FLASHSW01 | FMS MOBILE | Cisco Systems | Catalyst 6500 | WS-C6504-E | CICO117 | FOX072602M9 |  |  | Nov 24 2014 4:06PM
San Francisco 601 Townsend | San Francisco 601 Townsend -> ESR 1 -> Row A -> A.2 | A.2 | RU#38 | blanking panel |  | APC | NetShelter | AR8101BLK-1U | APC969 |  |  |  | Dec 8 2014 4:57PM
San Francisco 601 Townsend | San Francisco 601 Townsend -> ESR 1 -> Row A -> A.2 | A.2 | RU#37 | 601T-FLASHSW02 | NETWORK SERVICES | Cisco Systems | Catalyst 3550 | WS-C3550-48-SMI-48 | CSCO496 | FOC0902UO15 |  |  | Nov 24 2014 4:06PM
San Francisco 601 Townsend | San Francisco 601 Townsend -> ESR 1 -> Row A -> A.2 | A.2 | RU#36 | Tmonitor | LAB SERVICES | Cyclades | AlterPath | ATP0015 | CYCL051 |  |  |  | Nov 24 2014 4:06PM
San Francisco 601 Townsend | San Francisco 601 Townsend -> ESR 1 -> Row A -> A.2 | A.2 | RU#35 | blanking panel |  | APC | NetShelter | AR8101BLK-1U | APC969 |  |  |  | Dec 8 2014 4:57PM
San Francisco 601 Townsend | San Francisco 601 Townsend -> ESR 1 -> Row A -> A.2 | A.2 | RU#34 | madperf1 | LAB SERVICES | SUN Microsystems | Sun Fire | Sun Fire X4100 | SUN768 | 0490BD065A |  | 10.129.133.1 | Nov 24 2014 4:06PM
San Francisco 601 Townsend | San Francisco 601 Townsend -> ESR 1 -> Row A -> A.2 | A.2 | RU#33 | madperf2 | LAB SERVICES | SUN Microsystems | Sun Fire | Sun Fire X4100 | SUN768 | 0790BD06E5 |  | 10.129.133.2 | Nov 24 2014 4:06PM
San Francisco 601 Townsend | San Francisco 601 Townsend -> ESR 1 -> Row A -> A.2 | A.2 | RU#32 | madperf3 | LAB SERVICES | SUN Microsystems | Sun Fire | Sun Fire X4100 | SUN768 | 0709BD06CA |  | 10.129.133.3 | Nov 24 2014 4:06PM
San Francisco 601 Townsend | San Francisco 601 Townsend -> ESR 1 -> Row A -> A.2 | A.2 | RU#31 | madperf4 | LAB SERVICES | SUN Microsystems | Sun Fire | Sun Fire X4100 | SUN768 | 0705BD05BC |  | 10.129.133.4 | Nov 24 2014 4:06PM
San Francisco 601 Townsend | San Francisco 601 Townsend -> ESR 1 -> Row A -> A.2 | A.2 | RU#30 | Admin2/ns2 | LAB SERVICES | SUN Microsystems | Sun Fire | V120 | SUN125 | FF40520049 |  |  | Nov 24 2014 4:06PM
San Francisco 601 Townsend | San Francisco 601 Townsend -> ESR 1 -> Row A -> A.2 | A.2 | RU#29 | flashcastqa23 | LAB SERVICES | SUN Microsystems | Sun Fire | V120 | SUN125 | FF40520045 |  |  | Nov 24 2014 4:05PM
San Francisco 601 Townsend | San Francisco 601 Townsend -> ESR 1 -> Row A -> A.2 | A.2 | RU#27 | MS5 | LAB SERVICES | Dell Computer | PowerEdge | PowerEdge 2950 (SAS)-Close View | DELL775 | 2Q0TXG1 |  |  | Nov 24 2014 4:05PM
San Francisco 601 Townsend | San Francisco 601 Townsend -> ESR 1 -> Row A -> A.2 | A.2 | RU#25 | MS6 | LAB SERVICES | Dell Computer | PowerEdge | PowerEdge 2950 (SAS)-Close View | DELL775 | 3Q0TXG1 |  |  | Nov 24 2014 4:05PM
San Francisco 601 Townsend | San Francisco 601 Townsend -> ESR 1 -> Row A -> A.2 | A.2 | RU#23 | MS7 | LAB SERVICES | Dell Computer | PowerEdge | PowerEdge 2950 (SAS)-Close View | DELL775 | 4Q0TXG1 |  |  | Nov 24 2014 4:05PM
San Francisco 601 Townsend | San Francisco 601 Townsend -> ESR 1 -> Row A -> A.2 | A.2 | RU#21 | MS8 | LAB SERVICES | Dell Computer | PowerEdge | PowerEdge 2950 (SAS)-Close View | DELL775 | 5Q0TXG1 |  |  | Nov 24 2014 4:05PM
San Francisco 601 Townsend | San Francisco 601 Townsend -> ESR 1 -> Row A -> A.2 | A.2 | RU#17 | blanking panel |  | APC | NetShelter | AR8101BLK-4U | APC971 |  |  |  | Dec 8 2014 4:57PM
San Francisco 601 Townsend | San Francisco 601 Townsend -> ESR 1 -> Row A -> A.2 | A.2 | RU#15 | flashcastqa1 | LAB SERVICES | SUN Microsystems | Sun Fire | V240 | SUN182 | FN45150486 |  | 10.129.132.100 | Nov 24 2014 4:05PM
San Francisco 601 Townsend | San Francisco 601 Townsend -> ESR 1 -> Row A -> A.2 | A.2 | RU#13 | madperf10 | LAB SERVICES | SUN Microsystems | Sun Fire | V240 | SUN182 | FN45170021 |  | 10.129.133.10 | Nov 24 2014 4:05PM
San Francisco 601 Townsend | San Francisco 601 Townsend -> ESR 1 -> Row A -> A.2 | A.2 | RU#09 | madperf6 | LAB SERVICES | SUN Microsystems | Sun Fire | V440 | SUN199 | 0443AD15ED |  | 10.129.133.5 | Nov 24 2014 4:05PM
San Francisco 601 Townsend | San Francisco 601 Townsend -> ESR 1 -> Row A -> A.2 | A.2 | RU#05 | madperf5 | LAB SERVICES | SUN Microsystems | Sun Fire | V440 | SUN199 | 0443AD15F9 |  | 10.129.133.5 | Nov 24 2014 4:05PM
San Francisco 601 Townsend | San Francisco 601 Townsend -> ESR 1 -> Row A -> A.2 | A.2 | RU#01 | blanking panel |  | APC | NetShelter | AR8101BLK-4U | APC971 |  |  |  | Dec 8 2014 4:57PM
San Francisco 601 Townsend | San Francisco 601 Townsend -> ESR 1 -> Row A -> A.3 | A.3 | RU#44 | patch panel | LAB SERVICES | Panduit | Data-Patch | DP48584TV25 | PAND217 |  |  |  | Nov 24 2014 4:08PM
San Francisco 601 Townsend | San Francisco 601 Townsend -> ESR 1 -> Row A -> A.3 | A.3 | RU#43 | switch2 | LAB SERVICES | Cisco Systems | Catalyst 3500 XL | WS-C3508G-XL-EN | CSCO361 |  |  |  | Nov 24 2014 4:08PM
San Francisco 601 Townsend | San Francisco 601 Townsend -> ESR 1 -> Row A -> A.3 | A.3 | RU#42 | blanking panel |  | APC | NetShelter | AR8101BLK-1U | APC969 |  |  |  | Nov 24 2014 4:08PM
San Francisco 601 Townsend | San Francisco 601 Townsend -> ESR 1 -> Row A -> A.3 | A.3 | RU#40 | F5-old | LAB SERVICES | F5 Networks | BIG-IP | BIG-IP 540 | F5LA007 | BIGIP048841S |  |  | Nov 24 2014 4:07PM
San Francisco 601 Townsend | San Francisco 601 Townsend -> ESR 1 -> Row A -> A.3 | A.3 | RU#38 | blanking panel |  | APC | NetShelter | AR8101BLK-2U | APC970 |  |  |  | Nov 24 2014 4:07PM
San Francisco 601 Townsend | San Francisco 601 Townsend -> ESR 1 -> Row A -> A.3 | A.3 | RU#37 | flashcastqa13 | LAB SERVICES | SUN Microsystems | Sun Fire | Sun Fire X4100 | SUN768 | 0806BD1FC2 |  | 10.129.132.149 | Nov 24 2014 4:07PM
San Francisco 601 Townsend | San Francisco 601 Townsend -> ESR 1 -> Row A -> A.3 | A.3 | RU#36 | flashcastqa14 | LAB SERVICES | SUN Microsystems | Sun Fire | Sun Fire X4100 | SUN768 | 0806BD1F87 |  | 10.129.132.152 | Nov 24 2014 4:07PM
San Francisco 601 Townsend | San Francisco 601 Townsend -> ESR 1 -> Row A -> A.3 | A.3 | RU#35 | flashcastqa15 | LAB SERVICES | SUN Microsystems | Sun Fire | Sun Fire X4100 | SUN768 | 0806BD1F95 |  | 10.129.132.154 | Nov 24 2014 4:07PM
San Francisco 601 Townsend | San Francisco 601 Townsend -> ESR 1 -> Row A -> A.3 | A.3 | RU#34 | flashcastqa16 | LAB SERVICES | SUN Microsystems | Sun Fire | Sun Fire X4100 | SUN768 | 08086BD1f78 |  | 10.129.132.155 | Nov 24 2014 4:07PM
San Francisco 601 Townsend | San Francisco 601 Townsend -> ESR 1 -> Row A -> A.3 | A.3 | RU#33 | fcast-autotest | LAB SERVICES | SUN Microsystems | Sun Fire | Sun Fire X4100 | SUN768 | 0611AM1037 |  | 10.129.132.157 | Nov 24 2014 4:07PM
San Francisco 601 Townsend | San Francisco 601 Townsend -> ESR 1 -> Row A -> A.3 | A.3 | RU#32 | WPM-BUILDS | LAB SERVICES | SUN Microsystems | Sun Fire | Sun Fire X4100 | SUN768 | 0806BD1EB4 |  | 10.129.132.157 | Nov 24 2014 4:07PM
San Francisco 601 Townsend | San Francisco 601 Townsend -> ESR 1 -> Row A -> A.3 | A.3 | RU#31 | Sfcp-addinmacbuild1 | BPBU Acrobat Connect Pro | Apple Computer | Xserve | Xserve | APPL078 | xsrv-106-000-R-KLG3-W63-FLG-JLN-J6Z-LD2-C | 3103944 | 10.59.173.60 / 10.59.173.61 | Nov 24 2014 4:07PM
San Francisco 601 Townsend | San Francisco 601 Townsend -> ESR 1 -> Row A -> A.3 | A.3 | RU#30 | blanking panel |  | APC | NetShelter | AR8101BLK-1U | APC969 |  |  |  | Dec 8 2014 5:06PM
San Francisco 601 Townsend | San Francisco 601 Townsend -> ESR 1 -> Row A -> A.3 | A.3 | RU#29 | RACK-MIN-2X |  | Sonnet Technologies | Brackets | RACK-MIN-2X | SONT001 |  |  |  | Dec 2 2014 12:13PM
San Francisco 601 Townsend | San Francisco 601 Townsend -> ESR 1 -> Row A -> A.3 | A.3 | RU#28 | blanking panel |  | APC | NetShelter | AR8101BLK-1U | APC969 |  |  |  | Dec 8 2014 5:06PM
San Francisco 601 Townsend | San Francisco 601 Townsend -> ESR 1 -> Row A -> A.3 | A.3 | RU#26 | blanking panel |  | APC | NetShelter | AR8101BLK-2U | APC970 |  |  |  | Nov 24 2014 4:07PM
San Francisco 601 Townsend | San Francisco 601 Townsend -> ESR 1 -> Row A -> A.3 | A.3 | RU#18 | blanking panel |  | APC | NetShelter | AR8101BLK-8U | APC972 |  |  |  | Nov 24 2014 4:07PM
San Francisco 601 Townsend | San Francisco 601 Townsend -> ESR 1 -> Row A -> A.3 | A.3 | RU#17 | blanking panel |  | APC | NetShelter | AR8101BLK-1U | APC969 |  |  |  | Nov 24 2014 4:07PM
San Francisco 601 Townsend | San Francisco 601 Townsend -> ESR 1 -> Row A -> A.3 | A.3 | RU#13 | blanking panel |  | APC | NetShelter | AR8101BLK-4U | APC971 |  |  |  | Nov 24 2014 4:07PM
San Francisco 601 Townsend | San Francisco 601 Townsend -> ESR 1 -> Row A -> A.3 | A.3 | RU#12 | MSTEST1 | LAB SERVICES | SUN Microsystems | Sun Fire | Sun Fire X4100 | SUN768 | 0806BD1F6B | 3096088 |  | Nov 24 2014 4:07PM
San Francisco 601 Townsend | San Francisco 601 Townsend -> ESR 1 -> Row A -> A.3 | A.3 | RU#11 | blanking panel |  | APC | NetShelter | AR8101BLK-1U | APC969 |  |  |  | Nov 24 2014 4:06PM
San Francisco 601 Townsend | San Francisco 601 Townsend -> ESR 1 -> Row A -> A.3 | A.3 | RU#09 | Flashcastqa24 (POWERED OFF 11/2/11) | LAB SERVICES | SUN Microsystems | Sun Fire | V240 | SUN182 | FN41010068 |  |  | Nov 24 2014 4:06PM
San Francisco 601 Townsend | San Francisco 601 Townsend -> ESR 1 -> Row A -> A.3 | A.3 | RU#03 | 19 Inch 1U Shelf |  | Generic Equipment Set | Shelf | 19 Inch 1U Shelf | GENR944 |  |  |  | Nov 24 2014 4:08PM
San Francisco 601 Townsend | San Francisco 601 Townsend -> ESR 1 -> Row A -> A.3 | A.3 | RU#01 | blanking panel |  | APC | NetShelter | AR8101BLK-8U | APC972 |  |  |  | Nov 24 2014 4:06PM
San Francisco 601 Townsend | San Francisco 601 Townsend -> ESR 1 -> Row A -> A.3 -> 19 Inch 1U Shelf | 19 Inch 1U Shelf | InOutPlug#5 | MACMINI7 |  | Apple Computer | Mac | Mac Mini - Vertical | APPL206 | C07JC07SDKDJ |  | Unknown | Nov 24 2014 4:08PM
San Francisco 601 Townsend | San Francisco 601 Townsend -> ESR 1 -> Row A -> A.3 -> 19 Inch 1U Shelf | 19 Inch 1U Shelf | InOutPlug#2 | MACMINI8 |  | Apple Computer | Mac | Mac Mini - Vertical | APPL206 | C07JC06VDKDJ |  | Unknown | Nov 24 2014 4:08PM
San Francisco 601 Townsend | San Francisco 601 Townsend -> ESR 1 -> Row A -> A.3 -> RACK-MIN-2X | RACK-MIN-2X | Slot#2 | MACMINI8 |  | Apple Computer | Mac | MINI | APPL122 | C07JC07SDKDJ |  |  | Dec 2 2014 12:18PM
San Francisco 601 Townsend | San Francisco 601 Townsend -> ESR 1 -> Row A -> A.3 -> RACK-MIN-2X | RACK-MIN-2X | Slot#1 | MACMINI7 |  | Apple Computer | Mac | MINI | APPL122 | C07JC06VDKDJ |  |  | Dec 2 2014 12:18PM
San Francisco 601 Townsend | San Francisco 601 Townsend -> ESR 1 -> Row A -> A.4 | A.4 | RU#45 | cable manager | LAB SERVICES | APC | NetShelter | AR8129 | APC262 |  |  |  | Nov 24 2014 4:09PM
San Francisco 601 Townsend | San Francisco 601 Townsend -> ESR 1 -> Row A -> A.4 | A.4 | RU#44 | patch panel | LAB SERVICES | Generic Equipment Set | Patch Panel | 1U 24-Port RJ45 Patch Panel | GENR976 |  |  |  | Nov 24 2014 4:09PM
San Francisco 601 Townsend | San Francisco 601 Townsend -> ESR 1 -> Row A -> A.4 | A.4 | RU#43 | PDU1 | LAB SERVICES | APC | PDU | AP7900 | APC302 |  |  |  | Nov 24 2014 4:09PM
San Francisco 601 Townsend | San Francisco 601 Townsend -> ESR 1 -> Row A -> A.4 | A.4 | RU#42 | PDU2 | LAB SERVICES | APC | PDU | AP7900 | APC302 |  |  |  | Nov 24 2014 4:09PM
San Francisco 601 Townsend | San Francisco 601 Townsend -> ESR 1 -> Row A -> A.4 | A.4 | RU#41 | SF601T-ESR1A4S01 | NETWORK SERVICES | Cisco Systems | Catalyst 4900 | WS-C4948E-F | CSCY593 | CAT1711S3SD |  | 10.59.0.60 | Nov 24 2014 4:09PM
San Francisco 601 Townsend | San Francisco 601 Townsend -> ESR 1 -> Row A -> A.4 | A.4 | RU#40 | blanking panel |  | APC | NetShelter | AR8101BLK-1U | APC969 |  |  |  | Dec 8 2014 5:09PM
San Francisco 601 Townsend | San Francisco 601 Townsend -> ESR 1 -> Row A -> A.4 | A.4 | RU#32 | blanking panel |  | APC | NetShelter | AR8101BLK-8U | APC972 |  |  |  | Dec 8 2014 5:09PM
San Francisco 601 Townsend | San Francisco 601 Townsend -> ESR 1 -> Row A -> A.4 | A.4 | RU#29 | DPSBUILD |  | Dell Computer | PowerEdge R-Series | PowerEdge R630 - 1.8 Inch Drive Bays - 3 Slot | DELM600 | 7YG3082 | 1000-91301 |  | Dec 15 2015 4:41PM
San Francisco 601 Townsend | San Francisco 601 Townsend -> ESR 1 -> Row A -> A.4 | A.4 | RU#28 | DPSBUILD-DELLSLAVE1 |  | Dell Computer | PowerEdge R-Series | PowerEdge R630 - 1.8 Inch Drive Bays - 3 Slot | DELM600 | 7YG4082 | 1000-91302 |  | Dec 15 2015 4:41PM
San Francisco 601 Townsend | San Francisco 601 Townsend -> ESR 1 -> Row A -> A.4 | A.4 | RU#27 | DPSBUILD-DELLSLAVE2 |  | Dell Computer | PowerEdge R-Series | PowerEdge R630 - 1.8 Inch Drive Bays - 3 Slot | DELM600 | 7YG5082 | 1000-91303 |  | Dec 15 2015 4:41PM
San Francisco 601 Townsend | San Francisco 601 Townsend -> ESR 1 -> Row A -> A.4 | A.4 | RU#25 | DPSBUILD-DISKARRAY1 |  | Dell Computer | Storage Center | SCv2000 | DELM832 | 93QH082 | 1000-91300 |  | Dec 15 2015 4:41PM
San Francisco 601 Townsend | San Francisco 601 Townsend -> ESR 1 -> Row A -> A.4 | A.4 | RU#23 | RACK-MIN-2X |  | Sonnet Technologies | Brackets | RACK-MIN-2X | SONT001 |  |  |  | Dec 2 2014 12:23PM
San Francisco 601 Townsend | San Francisco 601 Townsend -> ESR 1 -> Row A -> A.4 | A.4 | RU#22 | 19 Inch 1U Shelf |  | Generic Equipment Set | Shelf | 19 Inch 1U Shelf | GENR944 |  |  |  | Nov 24 2014 4:09PM
San Francisco 601 Townsend | San Francisco 601 Townsend -> ESR 1 -> Row A -> A.4 | A.4 | RU#12 | NICO-CHASSIS-2 | LAB SERVICES | SUN Microsystems | Sun Blade | Sun Blade 6000 | SUNM015 | 0802BD0852 |  | 10.129.134.31 | Nov 24 2014 4:08PM
San Francisco 601 Townsend | San Francisco 601 Townsend -> ESR 1 -> Row A -> A.4 | A.4 | RU#02 | NICO-CHASSIS-1-AFTER MOVE | LAB SERVICES | SUN Microsystems | Sun Blade | Sun Blade 6000 | SUNM015 | 0740BD03A6 |  | 10.129.132.80 | Nov 24 2014 4:08PM
San Francisco 601 Townsend | San Francisco 601 Townsend -> ESR 1 -> Row A -> A.4 -> 19 Inch 1U Shelf | 19 Inch 1U Shelf | InOutPlug#4 | MACMINI6 |  | Apple Computer | Mac | Mac Mini - Vertical | APPL206 | C07JC074DKDJ |  | Unknown | Nov 24 2014 4:09PM
San Francisco 601 Townsend | San Francisco 601 Townsend -> ESR 1 -> Row A -> A.4 -> 19 Inch 1U Shelf | 19 Inch 1U Shelf | InOutPlug#2 | MACMINI5 |  | Apple Computer | Mac | Mac Mini - Vertical | APPL206 | C07JC06ADKDJ |  | Unknown | Nov 24 2014 4:09PM
San Francisco 601 Townsend | San Francisco 601 Townsend -> ESR 1 -> ROW B -> B.1 | B.1 | RU#45 | patch panel | LAB SERVICES | Panduit | Mini-Com | CP24BL | PAND393 |  |  |  | Nov 24 2014 4:11PM
San Francisco 601 Townsend | San Francisco 601 Townsend -> ESR 1 -> ROW B -> B.1 | B.1 | RU#44 | PDU | LAB SERVICES | Generic Equipment Set | Generic Device | RM 10 Outlets | GENC016 |  |  |  | Nov 24 2014 4:11PM
San Francisco 601 Townsend | San Francisco 601 Townsend -> ESR 1 -> ROW B -> B.1 | B.1 | RU#40 | blanking panel |  | APC | NetShelter | AR8101BLK-4U | APC971 |  |  |  | Dec 8 2014 5:13PM
San Francisco 601 Townsend | San Francisco 601 Townsend -> ESR 1 -> ROW B -> B.1 | B.1 | RU#39 | F5A | LAB SERVICES | F5 Networks | FirePass | FirePass 1000 | F5LA023 |  |  |  | Nov 24 2014 4:11PM
San Francisco 601 Townsend | San Francisco 601 Townsend -> ESR 1 -> ROW B -> B.1 | B.1 | RU#38 | F5B | LAB SERVICES | F5 Networks | FirePass | FirePass 1000 | F5LA023 |  |  |  | Nov 24 2014 4:10PM
San Francisco 601 Townsend | San Francisco 601 Townsend -> ESR 1 -> ROW B -> B.1 | B.1 | RU#37 | BRZDC01 | LAB SERVICES | Hewlett-Packard | ProLiant | DL360 G4p | HEPA365 | USM54603P2 |  |  | Nov 24 2014 4:10PM
San Francisco 601 Townsend | San Francisco 601 Townsend -> ESR 1 -> ROW B -> B.1 | B.1 | RU#36 | HSMGT01 | LAB SERVICES | Hewlett-Packard | ProLiant | DL360 G4p | HEPA365 | USM53800JD |  |  | Nov 24 2014 4:10PM
San Francisco 601 Townsend | San Francisco 601 Townsend -> ESR 1 -> ROW B -> B.1 | B.1 | RU#35 | blanking panel |  | APC | NetShelter | AR8101BLK-1U | APC969 |  |  |  | Dec 8 2014 5:13PM
San Francisco 601 Townsend | San Francisco 601 Townsend -> ESR 1 -> ROW B -> B.1 | B.1 | RU#34 | CONNECTQEESX11 | LAB SERVICES | Hewlett-Packard | ProLiant | DL360 G4p | HEPA365 | USM54603N5 |  |  | Nov 24 2014 4:10PM
San Francisco 601 Townsend | San Francisco 601 Townsend -> ESR 1 -> ROW B -> B.1 | B.1 | RU#33 | CONNECTQEESX12 | LAB SERVICES | Hewlett-Packard | ProLiant | DL360 G4p | HEPA365 | USM54603M6 |  |  | Nov 24 2014 4:10PM
San Francisco 601 Townsend | San Francisco 601 Townsend -> ESR 1 -> ROW B -> B.1 | B.1 | RU#32 | CONNECTQEESX13 | LAB SERVICES | Hewlett-Packard | ProLiant | DL360 G4p | HEPA365 | USM54603PG |  |  | Nov 24 2014 4:10PM
San Francisco 601 Townsend | San Francisco 601 Townsend -> ESR 1 -> ROW B -> B.1 | B.1 | RU#28 | BRZDB01 | LAB SERVICES | Compaq | ProLiant | DL580 G3 | CMPQ545 | USE544N49D |  |  | Nov 24 2014 4:10PM
San Francisco 601 Townsend | San Francisco 601 Townsend -> ESR 1 -> ROW B -> B.1 | B.1 | RU#24 | BRZDB02 | LAB SERVICES | Compaq | ProLiant | DL580 G3 | CMPQ545 | USE544N49F |  |  | Nov 24 2014 4:10PM
San Francisco 601 Townsend | San Francisco 601 Townsend -> ESR 1 -> ROW B -> B.1 | B.1 | RU#21 | blanking panel |  | APC | NetShelter | AR8101BLK-3U | APCC280 |  |  |  | Dec 8 2014 5:13PM
San Francisco 601 Townsend | San Francisco 601 Townsend -> ESR 1 -> ROW B -> B.1 | B.1 | RU#20 | HSMON02.ASP.SFLAB.MACROMEDIA.COM | LAB SERVICES | Dell Computer | PowerEdge | PowerEdge 1850 (Open View) | DELL462 | C67YBB1 |  |  | Nov 24 2014 4:10PM
San Francisco 601 Townsend | San Francisco 601 Townsend -> ESR 1 -> ROW B -> B.1 | B.1 | RU#17 | ASPARRAY02 | LAB SERVICES | Compaq | StorageWorks | 4354R | CMPQ875 |  |  |  | Nov 24 2014 4:10PM
San Francisco 601 Townsend | San Francisco 601 Townsend -> ESR 1 -> ROW B -> B.1 | B.1 | RU#15 | HSNASW01 | LAB SERVICES | Hewlett-Packard | ProLiant | DL380 G4 | HEPA156 | USX54001E0 |  |  | Nov 24 2014 4:09PM
San Francisco 601 Townsend | San Francisco 601 Townsend -> ESR 1 -> ROW B -> B.1 | B.1 | RU#14 | blanking panel |  | APC | NetShelter | AR8101BLK-1U | APC969 |  |  |  | Dec 8 2014 5:13PM
San Francisco 601 Townsend | San Francisco 601 Townsend -> ESR 1 -> ROW B -> B.1 | B.1 | RU#13 | HSNASW01 | LAB SERVICES | Hewlett-Packard | ProLiant | DL360 G4p | HEPA365 | USM54603NT |  |  | Nov 24 2014 4:09PM
San Francisco 601 Townsend | San Francisco 601 Townsend -> ESR 1 -> ROW B -> B.1 | B.1 | RU#12 | blanking panel |  | APC | NetShelter | AR8101BLK-1U | APC969 |  |  |  | Dec 8 2014 5:13PM
San Francisco 601 Townsend | San Francisco 601 Townsend -> ESR 1 -> ROW B -> B.1 | B.1 | RU#11 | BRZPUB03 | LAB SERVICES | Hewlett-Packard | ProLiant | DL360 G4p | HEPA365 | USM54603PL |  |  | Nov 24 2014 4:09PM
San Francisco 601 Townsend | San Francisco 601 Townsend -> ESR 1 -> ROW B -> B.1 | B.1 | RU#10 | blanking panel |  | APC | NetShelter | AR8101BLK-1U | APC969 |  |  |  | Dec 8 2014 5:13PM
San Francisco 601 Townsend | San Francisco 601 Townsend -> ESR 1 -> ROW B -> B.1 | B.1 | RU#09 | BRZPUB04 | LAB SERVICES | Hewlett-Packard | ProLiant | DL360 G4p | HEPA365 | USM54603PJ |  |  | Nov 24 2014 4:09PM
San Francisco 601 Townsend | San Francisco 601 Townsend -> ESR 1 -> ROW B -> B.1 | B.1 | RU#08 | blanking panel |  | APC | NetShelter | AR8101BLK-1U | APC969 |  |  |  | Dec 8 2014 5:13PM
San Francisco 601 Townsend | San Francisco 601 Townsend -> ESR 1 -> ROW B -> B.1 | B.1 | RU#07 | BRZPUB01 | LAB SERVICES | Hewlett-Packard | ProLiant | DL360 G4p | HEPA365 | USM54603PY |  |  | Nov 24 2014 4:09PM
San Francisco 601 Townsend | San Francisco 601 Townsend -> ESR 1 -> ROW B -> B.1 | B.1 | RU#05 | blanking panel |  | APC | NetShelter | AR8101BLK-2U | APC970 |  |  |  | Dec 8 2014 5:13PM
San Francisco 601 Townsend | San Francisco 601 Townsend -> ESR 1 -> ROW B -> B.1 | B.1 | RU#01 | blanking panel |  | APC | NetShelter | AR8101BLK-4U | APC971 |  |  |  | Dec 8 2014 5:13PM
San Francisco 601 Townsend | San Francisco 601 Townsend -> ESR 1 -> ROW B -> B.2 | B.2 | RU#45 | SF601T-ESR1B2S01 | NETWORK SERVICES | Cisco Systems | Catalyst 4900 | WS-C4948E-F | CSCY593 | CAT1711S3U1 |  | 10.59.0.61 | Nov 24 2014 4:12PM
San Francisco 601 Townsend | San Francisco 601 Townsend -> ESR 1 -> ROW B -> B.2 | B.2 | RU#44 | EDCKVM02 | LAB SERVICES | Raritan Computer | Dominion KX II | DKX2-432 | RCI152 |  |  |  | Nov 24 2014 4:12PM
San Francisco 601 Townsend | San Francisco 601 Townsend -> ESR 1 -> ROW B -> B.2 | B.2 | RU#43 | blanking panel |  | APC | NetShelter | AR8101BLK-1U | APC969 |  |  |  | Dec 8 2014 5:18PM
San Francisco 601 Townsend | San Francisco 601 Townsend -> ESR 1 -> ROW B -> B.2 | B.2 | RU#42 | PDU | LAB SERVICES | Generic Equipment Set | Generic Device | RM 10 Outlets | GENC016 |  |  |  | Nov 24 2014 4:12PM
San Francisco 601 Townsend | San Francisco 601 Townsend -> ESR 1 -> ROW B -> B.2 | B.2 | RU#41 | patch panel | LAB SERVICES | Panduit | Mini-Com | CP24BL | PAND393 |  |  |  | Nov 24 2014 4:12PM
San Francisco 601 Townsend | San Francisco 601 Townsend -> ESR 1 -> ROW B -> B.2 | B.2 | RU#37 | blanking panel |  | APC | NetShelter | AR8101BLK-4U | APC971 |  |  |  | Dec 8 2014 5:18PM
San Francisco 601 Townsend | San Francisco 601 Townsend -> ESR 1 -> ROW B -> B.2 | B.2 | RU#30 | WIN-AGENT192 | LAB SERVICES | Hewlett-Packard | ProLiant | DL380 G6 - SFF | HEPD897 | USE032NC83 |  |  | Nov 24 2014 5:35PM
San Francisco 601 Townsend | San Francisco 601 Townsend -> ESR 1 -> ROW B -> B.2 | B.2 | RU#27 | QEAPP01 | LAB SERVICES | Hewlett-Packard | ProLiant | DL380 G4 | HEPA156 | USX5400186 |  | 10.59.72.25 | Nov 24 2014 4:12PM
San Francisco 601 Townsend | San Francisco 601 Townsend -> ESR 1 -> ROW B -> B.2 | B.2 | RU#25 | QEAPP02 | LAB SERVICES | Hewlett-Packard | ProLiant | DL380 G4 | HEPA156 | USX54001E5 |  | 10.59.72.26 | Nov 24 2014 4:12PM
San Francisco 601 Townsend | San Francisco 601 Townsend -> ESR 1 -> ROW B -> B.2 | B.2 | RU#24 | blanking panel |  | APC | NetShelter | AR8101BLK-1U | APC969 |  |  |  | Dec 8 2014 5:18PM
San Francisco 601 Townsend | San Francisco 601 Townsend -> ESR 1 -> ROW B -> B.2 | B.2 | RU#23 | tom marsh memorial tft | LAB SERVICES | Hewlett-Packard | Flat Panel | TFT5110R (Closed View) | HP963 |  |  |  | Nov 24 2014 4:11PM
San Francisco 601 Townsend | San Francisco 601 Townsend -> ESR 1 -> ROW B -> B.2 | B.2 | RU#22 | monitor/keyboard | LAB SERVICES | Hewlett-Packard | Flat Panel | TFT5110R (Closed View) | HP963 |  |  |  | Nov 24 2014 4:11PM
San Francisco 601 Townsend | San Francisco 601 Townsend -> ESR 1 -> ROW B -> B.2 | B.2 | RU#18 | blanking panel |  | APC | NetShelter | AR8101BLK-4U | APC971 |  |  |  | Dec 8 2014 5:18PM
San Francisco 601 Townsend | San Francisco 601 Townsend -> ESR 1 -> ROW B -> B.2 | B.2 | RU#17 | CONTROLLER01 | LAB SERVICES | Hewlett-Packard | ProLiant | DL360 G4p | HEPA365 | USM54603PF |  |  | Nov 24 2014 4:11PM
San Francisco 601 Townsend | San Francisco 601 Townsend -> ESR 1 -> ROW B -> B.2 | B.2 | RU#16 | blanking panel |  | APC | NetShelter | AR8101BLK-1U | APC969 |  |  |  | Dec 8 2014 5:18PM
San Francisco 601 Townsend | San Francisco 601 Townsend -> ESR 1 -> ROW B -> B.2 | B.2 | RU#15 | GENERATOR02 | LAB SERVICES | Hewlett-Packard | ProLiant | DL360 G4p | HEPA365 | USM54603MW |  |  | Nov 24 2014 4:11PM
San Francisco 601 Townsend | San Francisco 601 Townsend -> ESR 1 -> ROW B -> B.2 | B.2 | RU#14 | ACENAS01 | LAB SERVICES | Hewlett-Packard | ProLiant | DL360 G4p | HEPA365 | USM54603PE |  |  | Nov 24 2014 4:11PM
San Francisco 601 Townsend | San Francisco 601 Townsend -> ESR 1 -> ROW B -> B.2 | B.2 | RU#13 | BRZEDGE04 | LAB SERVICES | Hewlett-Packard | ProLiant | DL360 G4p | HEPA365 | USM54603MY |  |  | Nov 24 2014 4:11PM
San Francisco 601 Townsend | San Francisco 601 Townsend -> ESR 1 -> ROW B -> B.2 | B.2 | RU#12 | CONCLIENT21 | LAB SERVICES | Hewlett-Packard | ProLiant | DL360 G4p | HEPA365 | USM54603NB |  |  | Nov 24 2014 4:11PM
San Francisco 601 Townsend | San Francisco 601 Townsend -> ESR 1 -> ROW B -> B.2 | B.2 | RU#11 | blanking panel |  | APC | NetShelter | AR8101BLK-1U | APC969 |  |  |  | Dec 8 2014 5:18PM
San Francisco 601 Townsend | San Francisco 601 Townsend -> ESR 1 -> ROW B -> B.2 | B.2 | RU#10 | GENERATOR01 | LAB SERVICES | Hewlett-Packard | ProLiant | DL360 G4p | HEPA365 | USM54603NP |  |  | Nov 24 2014 4:11PM
San Francisco 601 Townsend | San Francisco 601 Townsend -> ESR 1 -> ROW B -> B.2 | B.2 | RU#09 | blanking panel |  | APC | NetShelter | AR8101BLK-1U | APC969 |  |  |  | Dec 8 2014 5:18PM
San Francisco 601 Townsend | San Francisco 601 Townsend -> ESR 1 -> ROW B -> B.2 | B.2 | RU#01 | blanking panel |  | APC | NetShelter | AR8101BLK-8U | APC972 |  |  |  | Dec 8 2014 5:18PM
San Francisco 601 Townsend | San Francisco 601 Townsend -> ESR 1 -> ROW B -> B.3 | B.3 | RU#45 | patch panel | LAB SERVICES | Generic Equipment Set | Patch Panel | 1U 24-Port RJ45 Patch Panel | GENR976 |  |  |  | Nov 24 2014 4:14PM
San Francisco 601 Townsend | San Francisco 601 Townsend -> ESR 1 -> ROW B -> B.3 | B.3 | RU#44 | PDU #1 | LAB SERVICES | Generic Equipment Set | Generic Device | RM 10 Outlets | GENC016 |  |  |  | Nov 24 2014 4:14PM
San Francisco 601 Townsend | San Francisco 601 Townsend -> ESR 1 -> ROW B -> B.3 | B.3 | RU#43 | EDCKVM01 | LAB SERVICES | Raritan Computer | Dominion KX | KX232 Rackmount | RCI142 |  |  | 10.59.0.72 | Nov 24 2014 4:14PM
San Francisco 601 Townsend | San Francisco 601 Townsend -> ESR 1 -> ROW B -> B.3 | B.3 | RU#42 | PDU #2 | LAB SERVICES | Generic Equipment Set | Generic Device | RM 10 Outlets | GENC016 |  |  |  | Nov 24 2014 4:14PM
San Francisco 601 Townsend | San Francisco 601 Townsend -> ESR 1 -> ROW B -> B.3 | B.3 | RU#41 | 601T-ESRILOSWF | NETWORK SERVICES | Cisco Systems | Catalyst 2960 | WS-C2960-48TC-L | CICO343 | F0C1224Z091 |  |  | Nov 24 2014 4:14PM
San Francisco 601 Townsend | San Francisco 601 Townsend -> ESR 1 -> ROW B -> B.3 | B.3 | RU#40 | blanking panel |  | APC | NetShelter | AR8101BLK-1U | APC969 |  |  |  | Dec 8 2014 5:20PM
San Francisco 601 Townsend | San Francisco 601 Townsend -> ESR 1 -> ROW B -> B.3 | B.3 | RU#39 | BRZCLNT01 | LAB SERVICES | Hewlett-Packard | ProLiant | DL360 G4p | HEPA365 | USM54603NL |  | DHCP | Nov 24 2014 4:14PM
San Francisco 601 Townsend | San Francisco 601 Townsend -> ESR 1 -> ROW B -> B.3 | B.3 | RU#38 | BRZCLNT02 | LAB SERVICES | Hewlett-Packard | ProLiant | DL360 G4p | HEPA365 | USM54603N8 |  | DHCP | Nov 24 2014 4:14PM
San Francisco 601 Townsend | San Francisco 601 Townsend -> ESR 1 -> ROW B -> B.3 | B.3 | RU#37 | BRZCLNT03 | LAB SERVICES | Hewlett-Packard | ProLiant | DL360 G4p | HEPA365 | USM54601XW |  | DHCP | Nov 24 2014 4:14PM
San Francisco 601 Townsend | San Francisco 601 Townsend -> ESR 1 -> ROW B -> B.3 | B.3 | RU#36 | BRZCLNT04 | LAB SERVICES | Hewlett-Packard | ProLiant | DL360 G4p | HEPA365 | USM54603MB |  | DHCP | Nov 24 2014 4:14PM
San Francisco 601 Townsend | San Francisco 601 Townsend -> ESR 1 -> ROW B -> B.3 | B.3 | RU#35 | BRZCLNT05 | LAB SERVICES | Hewlett-Packard | ProLiant | DL360 G4p | HEPA365 | USM54603MG |  | DHCP | Nov 24 2014 4:13PM
San Francisco 601 Townsend | San Francisco 601 Townsend -> ESR 1 -> ROW B -> B.3 | B.3 | RU#34 | BRZCLNT06 | LAB SERVICES | Hewlett-Packard | ProLiant | DL360 G4p | HEPA365 | USM54603MZ |  | DHCP | Nov 24 2014 4:13PM
San Francisco 601 Townsend | San Francisco 601 Townsend -> ESR 1 -> ROW B -> B.3 | B.3 | RU#33 | BRZCLNT07 | LAB SERVICES | Hewlett-Packard | ProLiant | DL360 G4p | HEPA365 | USM54603MN |  | DHCP | Nov 24 2014 4:13PM
San Francisco 601 Townsend | San Francisco 601 Townsend -> ESR 1 -> ROW B -> B.3 | B.3 | RU#32 | BRZCLNT08 | LAB SERVICES | Hewlett-Packard | ProLiant | DL360 G4p | HEPA365 | USM54603NJ |  | DHCP | Nov 24 2014 4:13PM
San Francisco 601 Townsend | San Francisco 601 Townsend -> ESR 1 -> ROW B -> B.3 | B.3 | RU#31 | BRZCLNT09 | LAB SERVICES | Hewlett-Packard | ProLiant | DL360 G4p | HEPA365 | USM54603MJ |  | DHCP | Nov 24 2014 4:13PM
San Francisco 601 Townsend | San Francisco 601 Townsend -> ESR 1 -> ROW B -> B.3 | B.3 | RU#30 | BRZCLNT10 | LAB SERVICES | Hewlett-Packard | ProLiant | DL360 G4p | HEPA365 | USM54603PP |  | DHCP | Nov 24 2014 4:13PM
San Francisco 601 Townsend | San Francisco 601 Townsend -> ESR 1 -> ROW B -> B.3 | B.3 | RU#29 | CONCLIENT11 | LAB SERVICES | Hewlett-Packard | ProLiant | DL360 G4p | HEPA365 | USM54603MU |  | DHCP | Nov 24 2014 4:13PM
San Francisco 601 Townsend | San Francisco 601 Townsend -> ESR 1 -> ROW B -> B.3 | B.3 | RU#28 | CONCLIENT12 | LAB SERVICES | Hewlett-Packard | ProLiant | DL360 G4p | HEPA365 | USM54603NY |  | DHCP | Nov 24 2014 4:13PM
San Francisco 601 Townsend | San Francisco 601 Townsend -> ESR 1 -> ROW B -> B.3 | B.3 | RU#27 | CONCLIENT13 | LAB SERVICES | Hewlett-Packard | ProLiant | DL360 G4p | HEPA365 | USM54603NV |  | DHCP | Nov 24 2014 4:13PM
San Francisco 601 Townsend | San Francisco 601 Townsend -> ESR 1 -> ROW B -> B.3 | B.3 | RU#26 | CONCLIENT14 | LAB SERVICES | Hewlett-Packard | ProLiant | DL360 G4p | HEPA365 | USM54603NA |  |  | Nov 24 2014 4:13PM
San Francisco 601 Townsend | San Francisco 601 Townsend -> ESR 1 -> ROW B -> B.3 | B.3 | RU#25 | CONCLIENT15 | LAB SERVICES | Hewlett-Packard | ProLiant | DL360 G4p | HEPA365 | USM54603P3 |  | DHCP | Nov 24 2014 4:13PM
San Francisco 601 Townsend | San Francisco 601 Townsend -> ESR 1 -> ROW B -> B.3 | B.3 | RU#24 | CONCLIENT16 | LAB SERVICES | Hewlett-Packard | ProLiant | DL360 G4p | HEPA365 | USM54603M8 |  | DHCP | Nov 24 2014 4:13PM
San Francisco 601 Townsend | San Francisco 601 Townsend -> ESR 1 -> ROW B -> B.3 | B.3 | RU#23 | CONCLIENT17 | LAB SERVICES | Hewlett-Packard | ProLiant | DL360 G4p | HEPA365 | USM54603PW |  | DHCP | Nov 24 2014 4:13PM
San Francisco 601 Townsend | San Francisco 601 Townsend -> ESR 1 -> ROW B -> B.3 | B.3 | RU#22 | CONCLIENT18 | LAB SERVICES | Hewlett-Packard | ProLiant | DL360 G4p | HEPA365 | USM54603N6 |  | DHCP | Nov 24 2014 4:12PM
San Francisco 601 Townsend | San Francisco 601 Townsend -> ESR 1 -> ROW B -> B.3 | B.3 | RU#21 | CONCLIENT19 | LAB SERVICES | Hewlett-Packard | ProLiant | DL360 G4p | HEPA365 | USM54603MK |  | DHCP | Nov 24 2014 4:12PM
San Francisco 601 Townsend | San Francisco 601 Townsend -> ESR 1 -> ROW B -> B.3 | B.3 | RU#20 | CONCLIENT20 | LAB SERVICES | Hewlett-Packard | ProLiant | DL360 G4p | HEPA365 | USM54603PT |  | DHCP | Nov 24 2014 4:12PM
San Francisco 601 Townsend | San Francisco 601 Townsend -> ESR 1 -> ROW B -> B.3 | B.3 | RU#12 | blanking panel |  | APC | NetShelter | AR8101BLK-8U | APC972 |  |  |  | Nov 24 2014 4:12PM
San Francisco 601 Townsend | San Francisco 601 Townsend -> ESR 1 -> ROW B -> B.3 | B.3 | RU#04 | blanking panel |  | APC | NetShelter | AR8101BLK-8U | APC972 |  |  |  | Nov 24 2014 4:12PM
San Francisco 601 Townsend | San Francisco 601 Townsend -> ESR 1 -> ROW B -> B.3 | B.3 | RU#03 | testines |  | Hewlett-Packard | ProLiant | DL360 G4p | HEPA365 |  |  |  | Nov 24 2014 4:12PM
San Francisco 601 Townsend | San Francisco 601 Townsend -> ESR 1 -> ROW B -> B.3 | B.3 | RU#01 | blanking panel |  | APC | NetShelter | AR8101BLK-2U | APC970 |  |  |  | Dec 8 2014 5:20PM
San Francisco 601 Townsend | San Francisco 601 Townsend -> ESR 1 -> ROW B -> B.4 | B.4 | RU#44 | cable manager | LAB SERVICES | Panduit | PatchLink | WMP1E | PAND770 |  |  |  | Nov 24 2014 4:16PM
San Francisco 601 Townsend | San Francisco 601 Townsend -> ESR 1 -> ROW B -> B.4 | B.4 | RU#43 | patch panel | LAB SERVICES | Generic Equipment Set | Patch Panel | 1U 24-Port RJ45 Patch Panel | GENR976 |  |  |  | Nov 24 2014 4:15PM
San Francisco 601 Townsend | San Francisco 601 Townsend -> ESR 1 -> ROW B -> B.4 | B.4 | RU#42 | SF601T-ESR1B4S01 | NETWORK SERVICES | Cisco Systems | Catalyst 4900 | WS-C4948E-F | CSCY593 | CAT1711S3WL |  | 10.59.0.62 | Nov 24 2014 4:15PM
San Francisco 601 Townsend | San Francisco 601 Townsend -> ESR 1 -> ROW B -> B.4 | B.4 | RU#41 | 601t-edckvm09 | LAB SERVICES | Raritan Computer | Dominion KX II | DKX2-432 | RCI152 |  |  |  | Nov 24 2014 4:15PM
San Francisco 601 Townsend | San Francisco 601 Townsend -> ESR 1 -> ROW B -> B.4 | B.4 | RU#39 | blanking panel |  | APC | NetShelter | AR8101BLK-2U | APC970 |  |  |  | Dec 8 2014 5:23PM
San Francisco 601 Townsend | San Francisco 601 Townsend -> ESR 1 -> ROW B -> B.4 | B.4 | RU#37 | HSTC01 | LAB SERVICES | Hewlett-Packard | ProLiant | DL380 G4 | HEPA156 | 2UX6180050 |  |  | Nov 24 2014 4:15PM
San Francisco 601 Townsend | San Francisco 601 Townsend -> ESR 1 -> ROW B -> B.4 | B.4 | RU#35 | HSTC02 | LAB SERVICES | Hewlett-Packard | ProLiant | DL380 G4 | HEPA156 | 2UX61501M6 |  |  | Nov 24 2014 4:15PM
San Francisco 601 Townsend | San Francisco 601 Townsend -> ESR 1 -> ROW B -> B.4 | B.4 | RU#31 | blanking panel |  | APC | NetShelter | AR8101BLK-4U | APC971 |  |  |  | Dec 8 2014 5:23PM
San Francisco 601 Townsend | San Francisco 601 Townsend -> ESR 1 -> ROW B -> B.4 | B.4 | RU#23 | blanking panel |  | APC | NetShelter | AR8101BLK-8U | APC972 |  |  |  | Dec 8 2014 5:23PM
San Francisco 601 Townsend | San Francisco 601 Townsend -> ESR 1 -> ROW B -> B.4 | B.4 | RU#19 | HSDBW03 | LAB SERVICES | Compaq | ProLiant | DL580 G3 | CMPQ545 | USE619N4QV |  |  | Nov 24 2014 4:15PM
San Francisco 601 Townsend | San Francisco 601 Townsend -> ESR 1 -> ROW B -> B.4 | B.4 | RU#15 | HSDBW04 | LAB SERVICES | Compaq | ProLiant | DL580 G3 | CMPQ545 | USE619N4QZ |  |  | Nov 24 2014 4:15PM
San Francisco 601 Townsend | San Francisco 601 Townsend -> ESR 1 -> ROW B -> B.4 | B.4 | RU#11 | BRZDB08 | LAB SERVICES | Compaq | ProLiant | DL580 G3 | CMPQ545 | USE621N7DL |  |  | Nov 24 2014 4:15PM
San Francisco 601 Townsend | San Francisco 601 Townsend -> ESR 1 -> ROW B -> B.4 | B.4 | RU#07 | BRZDB09 | LAB SERVICES | Compaq | ProLiant | DL580 G3 | CMPQ545 | USE621N7DM |  |  | Nov 24 2014 4:15PM
San Francisco 601 Townsend | San Francisco 601 Townsend -> ESR 1 -> ROW B -> B.4 | B.4 | RU#05 | CONNECTQEESX16 | LAB SERVICES | Hewlett-Packard | ProLiant | DL360 G4 | HEPA155 | USM4411020 |  |  | Nov 24 2014 4:14PM
San Francisco 601 Townsend | San Francisco 601 Townsend -> ESR 1 -> ROW B -> B.4 | B.4 | RU#06 | CONNECTQEESX14 | LAB SERVICES | Hewlett-Packard | ProLiant | DL360 G4 | HEPA155 | USM44110DU |  |  | Nov 24 2014 4:14PM
San Francisco 601 Townsend | San Francisco 601 Townsend -> ESR 1 -> ROW B -> B.4 | B.4 | RU#04 | CPVCENTER | LAB SERVICES | Hewlett-Packard | ProLiant | DL360 G4 | HEPA155 | USM441100L |  |  | Nov 24 2014 4:14PM
San Francisco 601 Townsend | San Francisco 601 Townsend -> ESR 1 -> ROW B -> B.4 | B.4 | RU#03 | PDU | LAB SERVICES | Generic Equipment Set | Generic Device | RM 10 Outlets | GENC016 |  |  |  | Nov 24 2014 4:14PM
San Francisco 601 Townsend | San Francisco 601 Townsend -> ESR 1 -> ROW B -> B.4 | B.4 | RU#02 | PDU | LAB SERVICES | Generic Equipment Set | Generic Device | RM 10 Outlets | GENC016 |  |  |  | Nov 24 2014 4:14PM
San Francisco 601 Townsend | San Francisco 601 Townsend -> ESR 1 -> ROW B -> B.4 | B.4 | RU#01 | PDU | LAB SERVICES | Generic Equipment Set | Generic Device | RM 10 Outlets | GENC016 |  |  |  | Nov 24 2014 4:14PM
San Francisco 601 Townsend | San Francisco 601 Townsend -> ESR 1 -> ROW C -> C.1 | C.1 | RU#45 | patch panel | LAB SERVICES | Generic Equipment Set | Patch Panel | 1U 24-Port RJ45 Patch Panel | GENR976 |  |  |  | Nov 24 2014 4:17PM
San Francisco 601 Townsend | San Francisco 601 Townsend -> ESR 1 -> ROW C -> C.1 | C.1 | RU#44 | patch panel | LAB SERVICES | Generic Equipment Set | Patch Panel | 1U 24-Port RJ45 Patch Panel | GENR976 |  |  |  | Nov 24 2014 4:17PM
San Francisco 601 Townsend | San Francisco 601 Townsend -> ESR 1 -> ROW C -> C.1 | C.1 | RU#43 | EDCKVM07 | LAB SERVICES | Raritan Computer | Dominion KX | KX432 Rackmount | RCI144 |  |  | 10.59.0.73 | Nov 24 2014 4:17PM
San Francisco 601 Townsend | San Francisco 601 Townsend -> ESR 1 -> ROW C -> C.1 | C.1 | RU#41 | HSACORN01 | LAB SERVICES | Hewlett-Packard | ProLiant | DL380 G4 | HEPA156 | 2UX6180068 |  |  | Nov 24 2014 4:17PM
San Francisco 601 Townsend | San Francisco 601 Townsend -> ESR 1 -> ROW C -> C.1 | C.1 | RU#39 | HSACORN02 | LAB SERVICES | Hewlett-Packard | ProLiant | DL380 G4 | HEPA156 | 2UX61800AR |  |  | Nov 24 2014 4:17PM
San Francisco 601 Townsend | San Francisco 601 Townsend -> ESR 1 -> ROW C -> C.1 | C.1 | RU#37 | HSAPP03 | LAB SERVICES | Hewlett-Packard | ProLiant | DL380 G4 | HEPA156 | 2UX618006P |  |  | Nov 24 2014 4:16PM
San Francisco 601 Townsend | San Francisco 601 Townsend -> ESR 1 -> ROW C -> C.1 | C.1 | RU#36 | blanking panel |  | APC | NetShelter | AR8101BLK-1U | APC969 |  |  |  | Dec 8 2014 5:27PM
San Francisco 601 Townsend | San Francisco 601 Townsend -> ESR 1 -> ROW C -> C.1 | C.1 | RU#32 | blanking panel |  | APC | NetShelter | AR8101BLK-4U | APC971 |  |  |  | Dec 8 2014 5:27PM
San Francisco 601 Townsend | San Francisco 601 Townsend -> ESR 1 -> ROW C -> C.1 | C.1 | RU#28 | HSDB01 | LAB SERVICES | Compaq | ProLiant | DL580 G3 | CMPQ545 | USE621N7DN |  |  | Nov 24 2014 4:16PM
San Francisco 601 Townsend | San Francisco 601 Townsend -> ESR 1 -> ROW C -> C.1 | C.1 | RU#27 | blanking panel |  | APC | NetShelter | AR8101BLK-1U | APC969 |  |  |  | Dec 8 2014 5:27PM
San Francisco 601 Townsend | San Francisco 601 Townsend -> ESR 1 -> ROW C -> C.1 | C.1 | RU#23 | HSDB02 | LAB SERVICES | Compaq | ProLiant | DL580 G3 | CMPQ545 | USE620N5GA |  |  | Nov 24 2014 4:16PM
San Francisco 601 Townsend | San Francisco 601 Townsend -> ESR 1 -> ROW C -> C.1 | C.1 | RU#22 | blanking panel |  | APC | NetShelter | AR8101BLK-1U | APC969 |  |  |  | Dec 8 2014 5:27PM
San Francisco 601 Townsend | San Francisco 601 Townsend -> ESR 1 -> ROW C -> C.1 | C.1 | RU#18 | hsvm02 | LAB SERVICES | Compaq | ProLiant | DL580 G3 | CMPQ545 | USE6217DK |  |  | Nov 24 2014 4:16PM
San Francisco 601 Townsend | San Francisco 601 Townsend -> ESR 1 -> ROW C -> C.1 | C.1 | RU#16 | blanking panel |  | APC | NetShelter | AR8101BLK-2U | APC970 |  |  |  | Dec 8 2014 5:27PM
San Francisco 601 Townsend | San Francisco 601 Townsend -> ESR 1 -> ROW C -> C.1 | C.1 | RU#15 | CONNECTQE20 | LAB SERVICES | Hewlett-Packard | ProLiant | DL 360 G5 | HEPA599 | MXQ73601B9 |  |  | Nov 24 2014 4:16PM
San Francisco 601 Townsend | San Francisco 601 Townsend -> ESR 1 -> ROW C -> C.1 | C.1 | RU#14 | CONNECTQE00 | LAB SERVICES | Hewlett-Packard | ProLiant | DL360 G4 | HEPA155 | USM4410JZJ |  |  | Nov 24 2014 4:16PM
San Francisco 601 Townsend | San Francisco 601 Townsend -> ESR 1 -> ROW C -> C.1 | C.1 | RU#13 | CONNECTQE11 | LAB SERVICES | Hewlett-Packard | ProLiant | DL360 G4 | HEPA155 | USM44100UZU |  |  | Nov 24 2014 4:16PM
San Francisco 601 Townsend | San Francisco 601 Townsend -> ESR 1 -> ROW C -> C.1 | C.1 | RU#10 | blanking panel |  | APC | NetShelter | AR8101BLK-3U | APCC280 |  |  |  | Dec 8 2014 5:27PM
San Francisco 601 Townsend | San Francisco 601 Townsend -> ESR 1 -> ROW C -> C.1 | C.1 | RU#06 | blanking panel |  | APC | NetShelter | AR8101BLK-4U | APC971 |  |  |  | Dec 8 2014 5:27PM
San Francisco 601 Townsend | San Francisco 601 Townsend -> ESR 1 -> ROW C -> C.1 | C.1 | RU#05 | BRZEXP04 | LAB SERVICES | Hewlett-Packard | ProLiant | DL360 G4p | HEPA365 | USM63805CS |  |  | Nov 24 2014 4:16PM
San Francisco 601 Townsend | San Francisco 601 Townsend -> ESR 1 -> ROW C -> C.1 | C.1 | RU#01 | blanking panel |  | APC | NetShelter | AR8101BLK-4U | APC971 |  |  |  | Dec 8 2014 5:27PM
San Francisco 601 Townsend | San Francisco 601 Townsend -> ESR 1 -> ROW C -> C.2 | C.2 | RU#45 | SF601T-ESR1C2S01 | NETWORK SERVICES | Cisco Systems | Catalyst 4900 | WS-C4948E-F | CSCY593 | CAT1711S3T9 |  | 10.59.0.63 | Nov 24 2014 4:18PM
San Francisco 601 Townsend | San Francisco 601 Townsend -> ESR 1 -> ROW C -> C.2 | C.2 | RU#44 | patch panel | LAB SERVICES | Generic Equipment Set | Patch Panel | 1U 24-Port RJ45 Patch Panel | GENR976 |  |  |  | Nov 24 2014 4:18PM
San Francisco 601 Townsend | San Francisco 601 Townsend -> ESR 1 -> ROW C -> C.2 | C.2 | RU#43 | blanking panel |  | APC | NetShelter | AR8101BLK-1U | APC969 |  |  |  | Nov 24 2014 4:18PM
San Francisco 601 Townsend | San Francisco 601 Townsend -> ESR 1 -> ROW C -> C.2 | C.2 | RU#42 | 601T-EDCKVM08 | LAB SERVICES | Raritan Computer | Dominion KX II | DKX2-432 | RCI152 |  |  | 10.59.0.74 | Nov 24 2014 4:18PM
San Francisco 601 Townsend | San Francisco 601 Townsend -> ESR 1 -> ROW C -> C.2 | C.2 | RU#41 | blanking panel |  | APC | NetShelter | AR8101BLK-1U | APC969 |  |  |  | Nov 24 2014 4:18PM
San Francisco 601 Townsend | San Francisco 601 Townsend -> ESR 1 -> ROW C -> C.2 | C.2 | RU#40 | PDU | LAB SERVICES | Generic Equipment Set | Generic Device | RM 10 Outlets | GENC016 |  |  |  | Nov 24 2014 4:18PM
San Francisco 601 Townsend | San Francisco 601 Townsend -> ESR 1 -> ROW C -> C.2 | C.2 | RU#39 | blanking panel |  | APC | NetShelter | AR8101BLK-1U | APC969 |  |  |  | Nov 24 2014 4:18PM
San Francisco 601 Townsend | San Francisco 601 Townsend -> ESR 1 -> ROW C -> C.2 | C.2 | RU#37 | blanking panel |  | APC | NetShelter | AR8101BLK-2U | APC970 |  |  |  | Nov 24 2014 4:18PM
San Francisco 601 Townsend | San Francisco 601 Townsend -> ESR 1 -> ROW C -> C.2 | C.2 | RU#29 | blanking panel |  | APC | NetShelter | AR8101BLK-8U | APC972 |  |  |  | Nov 24 2014 4:18PM
San Francisco 601 Townsend | San Francisco 601 Townsend -> ESR 1 -> ROW C -> C.2 | C.2 | RU#28 | CONNECTQE06 | LAB SERVICES | Hewlett-Packard | ProLiant | DL320 G4 | HEPA632 | USM63506PB |  |  | Nov 24 2014 4:18PM
San Francisco 601 Townsend | San Francisco 601 Townsend -> ESR 1 -> ROW C -> C.2 | C.2 | RU#26 | blanking panel |  | APC | NetShelter | AR8101BLK-2U | APC970 |  |  |  | Nov 24 2014 4:18PM
San Francisco 601 Townsend | San Francisco 601 Townsend -> ESR 1 -> ROW C -> C.2 | C.2 | RU#25 | CONNECTQEDB03 | LAB SERVICES | Hewlett-Packard | ProLiant | DL360 G4p | HEPA365 | USM54603PC |  |  | Nov 24 2014 4:18PM
San Francisco 601 Townsend | San Francisco 601 Townsend -> ESR 1 -> ROW C -> C.2 | C.2 | RU#24 | CONNECTQEDB01 | LAB SERVICES | Hewlett-Packard | ProLiant | DL360 G4p | HEPA365 | USM54603NZ |  |  | Nov 24 2014 4:18PM
San Francisco 601 Townsend | San Francisco 601 Townsend -> ESR 1 -> ROW C -> C.2 | C.2 | RU#23 | CONNECTQEDB02 | LAB SERVICES | Hewlett-Packard | ProLiant | DL360 G4p | HEPA365 | USM54601XR |  |  | Nov 24 2014 4:17PM
San Francisco 601 Townsend | San Francisco 601 Townsend -> ESR 1 -> ROW C -> C.2 | C.2 | RU#22 | blanking panel |  | APC | NetShelter | AR8101BLK-1U | APC969 |  |  |  | Nov 24 2014 4:17PM
San Francisco 601 Townsend | San Francisco 601 Townsend -> ESR 1 -> ROW C -> C.2 | C.2 | RU#20 | blanking panel |  | APC | NetShelter | AR8101BLK-2U | APC970 |  |  |  | Nov 24 2014 4:17PM
San Francisco 601 Townsend | San Francisco 601 Townsend -> ESR 1 -> ROW C -> C.2 | C.2 | RU#12 | blanking panel |  | APC | NetShelter | AR8101BLK-8U | APC972 |  |  |  | Nov 24 2014 4:17PM
San Francisco 601 Townsend | San Francisco 601 Townsend -> ESR 1 -> ROW C -> C.2 | C.2 | RU#11 | MXMULTISITE2 | LAB SERVICES | IBM | xSeries | x3350 with 3.5 Inch HDDs | IBMM675 | KQDN781 |  |  | Nov 24 2014 4:17PM
San Francisco 601 Townsend | San Francisco 601 Townsend -> ESR 1 -> ROW C -> C.2 | C.2 | RU#08 | HSSAN01 TRAY1 | LAB SERVICES | Compaq | StorageWorks | 4354R | CMPQ875 | D301KJN2D057 |  |  | Nov 24 2014 4:17PM
San Francisco 601 Townsend | San Francisco 601 Townsend -> ESR 1 -> ROW C -> C.2 | C.2 | RU#07 | shelf |  | Hewlett-Packard | Shelf | J1520D | HEPA071 |  |  |  | Nov 24 2014 4:17PM
San Francisco 601 Townsend | San Francisco 601 Townsend -> ESR 1 -> ROW C -> C.2 | C.2 | RU#05 | blanking panel |  | APC | NetShelter | AR8101BLK-2U | APC970 |  |  |  | Nov 24 2014 4:17PM
San Francisco 601 Townsend | San Francisco 601 Townsend -> ESR 1 -> ROW C -> C.2 | C.2 | RU#01 | blanking panel |  | APC | NetShelter | AR8101BLK-4U | APC971 |  |  |  | Nov 24 2014 4:17PM
San Francisco 601 Townsend | San Francisco 601 Townsend -> ESR 1 -> ROW C -> C.3 | C.3 | RU#45 | patch panel | LAB SERVICES | Generic Equipment Set | Patch Panel | 1U 24-Port RJ45 Patch Panel | GENR976 |  |  |  | Nov 24 2014 4:20PM
San Francisco 601 Townsend | San Francisco 601 Townsend -> ESR 1 -> ROW C -> C.3 | C.3 | RU#44 | SF601T-ESR1C3S01 | NETWORK SERVICES | Cisco Systems | Catalyst 4900 | WS-C4948E-F | CSCY593 | CAT1710S28R |  | 10.59.0.64 | Nov 24 2014 4:20PM
San Francisco 601 Townsend | San Francisco 601 Townsend -> ESR 1 -> ROW C -> C.3 | C.3 | RU#43 | blanking panel |  | APC | NetShelter | AR8101BLK-1U | APC969 |  |  |  | Dec 8 2014 5:33PM
San Francisco 601 Townsend | San Francisco 601 Townsend -> ESR 1 -> ROW C -> C.3 | C.3 | RU#42 | PDU #1 | LAB SERVICES | Generic Equipment Set | Generic Device | RM 10 Outlets | GENC016 |  |  |  | Nov 24 2014 4:20PM
San Francisco 601 Townsend | San Francisco 601 Townsend -> ESR 1 -> ROW C -> C.3 | C.3 | RU#41 | PDU #2 | LAB SERVICES | Generic Equipment Set | Generic Device | RM 10 Outlets | GENC016 |  |  |  | Nov 24 2014 4:20PM
San Francisco 601 Townsend | San Francisco 601 Townsend -> ESR 1 -> ROW C -> C.3 | C.3 | RU#40 | EDCKVM03 | LAB SERVICES | Raritan Computer | Dominion KX II | DKX2-432 | RCI152 |  |  | 10.59.0.75 | Nov 24 2014 4:20PM
San Francisco 601 Townsend | San Francisco 601 Townsend -> ESR 1 -> ROW C -> C.3 | C.3 | RU#39 | blanking panel |  | APC | NetShelter | AR8101BLK-1U | APC969 |  |  |  | Dec 8 2014 5:34PM
San Francisco 601 Townsend | San Francisco 601 Townsend -> ESR 1 -> ROW C -> C.3 | C.3 | RU#37 | SK-410000-CM-1 | LAB SERVICES | Cisco Systems | MCS 7800 | MCS-7835I-2400 | CISO205 |  |  |  | Nov 24 2014 4:20PM
San Francisco 601 Townsend | San Francisco 601 Townsend -> ESR 1 -> ROW C -> C.3 | C.3 | RU#33 | blanking panel |  | APC | NetShelter | AR8101BLK-4U | APC971 |  |  |  | Dec 8 2014 5:34PM
San Francisco 601 Townsend | San Francisco 601 Townsend -> ESR 1 -> ROW C -> C.3 | C.3 | RU#32 | BRZOEMTEST1 | LAB SERVICES | Compaq | ProLiant | DL320 | CMPQ047 | USE512A6YD |  | 10.59.72.83 | Nov 24 2014 4:19PM
San Francisco 601 Townsend | San Francisco 601 Townsend -> ESR 1 -> ROW C -> C.3 | C.3 | RU#31 | BRZOEMTEST2 | LAB SERVICES | Compaq | ProLiant | DL320 | CMPQ047 | USE512A6YR |  | 10.59.72.84 | Nov 24 2014 4:19PM
San Francisco 601 Townsend | San Francisco 601 Townsend -> ESR 1 -> ROW C -> C.3 | C.3 | RU#30 | BRZOEMTEST3 | LAB SERVICES | Compaq | ProLiant | DL320 | CMPQ047 | USE512A6YA |  | 10.59.72.85 | Nov 24 2014 4:19PM
San Francisco 601 Townsend | San Francisco 601 Townsend -> ESR 1 -> ROW C -> C.3 | C.3 | RU#29 | BRZOEMTEST4 | LAB SERVICES | Compaq | ProLiant | DL320 | CMPQ047 | USE512A6YV |  | 10.59.72.86 | Nov 24 2014 4:19PM
San Francisco 601 Townsend | San Francisco 601 Townsend -> ESR 1 -> ROW C -> C.3 | C.3 | RU#28 | BRZOEMTEST5 | LAB SERVICES | Compaq | ProLiant | DL320 | CMPQ047 | USE512A6Z0 |  | 10.59.72.87 | Nov 24 2014 4:19PM
San Francisco 601 Townsend | San Francisco 601 Townsend -> ESR 1 -> ROW C -> C.3 | C.3 | RU#27 | BRZOEMTEST6 | LAB SERVICES | Compaq | ProLiant | DL320 | CMPQ047 | USE512A6YB |  | 10.59.72.88 | Nov 24 2014 4:19PM
San Francisco 601 Townsend | San Francisco 601 Townsend -> ESR 1 -> ROW C -> C.3 | C.3 | RU#26 | BRZOEMTEST7 | LAB SERVICES | Compaq | ProLiant | DL320 | CMPQ047 | USE512A7MB |  | 10.59.72.89 | Nov 24 2014 4:19PM
San Francisco 601 Townsend | San Francisco 601 Townsend -> ESR 1 -> ROW C -> C.3 | C.3 | RU#25 | BRZOEMTEST8 | LAB SERVICES | Compaq | ProLiant | DL320 | CMPQ047 | USE512A5TB |  | 10.59.72.90 | Nov 24 2014 4:19PM
San Francisco 601 Townsend | San Francisco 601 Townsend -> ESR 1 -> ROW C -> C.3 | C.3 | RU#24 | blanking panel |  | APC | NetShelter | AR8101BLK-1U | APC969 |  |  |  | Dec 8 2014 5:34PM
San Francisco 601 Townsend | San Francisco 601 Townsend -> ESR 1 -> ROW C -> C.3 | C.3 | RU#22 | U2CISCO1 | LAB SERVICES | Cisco Systems | MCS 7800 | MCS-7835I-2400 | CISO205 | USE609N3XJ |  |  | Nov 24 2014 4:19PM
San Francisco 601 Townsend | San Francisco 601 Townsend -> ESR 1 -> ROW C -> C.3 | C.3 | RU#20 | U2CISCO2 | LAB SERVICES | Cisco Systems | MCS 7800 | MCS-7835I-2400 | CISO205 | USE609N3XD |  |  | Nov 24 2014 4:19PM
San Francisco 601 Townsend | San Francisco 601 Townsend -> ESR 1 -> ROW C -> C.3 | C.3 | RU#18 | U2CISCO03 | LAB SERVICES | Cisco Systems | MCS 7800 | MCS-7835I-2400 | CISO205 | USE609N3XG |  |  | Nov 24 2014 4:19PM
San Francisco 601 Townsend | San Francisco 601 Townsend -> ESR 1 -> ROW C -> C.3 | C.3 | RU#14 | MPAUDIOSVR1 | LAB SERVICES | Cisco Systems | Unified MeetingPlace | MP-8106-CHASSIS | CICO324 |  |  |  | Nov 24 2014 4:19PM
San Francisco 601 Townsend | San Francisco 601 Townsend -> ESR 1 -> ROW C -> C.3 | C.3 | RU#12 | blanking panel |  | APC | NetShelter | AR8101BLK-2U | APC970 |  |  |  | Dec 8 2014 5:34PM
San Francisco 601 Townsend | San Francisco 601 Townsend -> ESR 1 -> ROW C -> C.3 | C.3 | RU#08 | BRZDEVNAS01-ARRAY | LAB SERVICES | Compaq | ProLiant | Smart Array Cluster Storage | CMPQ747 |  |  |  | Nov 24 2014 4:18PM
San Francisco 601 Townsend | San Francisco 601 Townsend -> ESR 1 -> ROW C -> C.3 | C.3 | RU#06 | BRZDEVNAS01 |  | Hewlett-Packard | StorageWorks | NAS 2000s | HP974 |  |  |  | Dec 1 2014 6:15PM
San Francisco 601 Townsend | San Francisco 601 Townsend -> ESR 1 -> ROW C -> C.3 | C.3 | RU#05 | blanking panel |  | APC | NetShelter | AR8101BLK-1U | APC969 |  |  |  | Dec 8 2014 5:34PM
San Francisco 601 Townsend | San Francisco 601 Townsend -> ESR 1 -> ROW C -> C.3 | C.3 | RU#01 | blanking panel |  | APC | NetShelter | AR8101BLK-4U | APC971 |  |  |  | Dec 8 2014 5:34PM
San Francisco 601 Townsend | San Francisco 601 Townsend -> ESR 1 -> ROW C -> C.4 | C.4 | RU#45 | patch panel | LAB SERVICES | Generic Equipment Set | Patch Panel | 1U 24-Port RJ45 Patch Panel | GENR976 |  |  |  | Nov 24 2014 4:21PM
San Francisco 601 Townsend | San Francisco 601 Townsend -> ESR 1 -> ROW C -> C.4 | C.4 | RU#44 | PDU | LAB SERVICES | Generic Equipment Set | Generic Device | RM 10 Outlets | GENC016 |  |  |  | Nov 24 2014 4:21PM
San Francisco 601 Townsend | San Francisco 601 Townsend -> ESR 1 -> ROW C -> C.4 | C.4 | RU#41 | blanking panel |  | APC | NetShelter | AR8101BLK-3U | APCC280 |  |  |  | Dec 8 2014 5:37PM
San Francisco 601 Townsend | San Francisco 601 Townsend -> ESR 1 -> ROW C -> C.4 | C.4 | RU#40 | NA2FMS03.NEXTINT |  | Hewlett-Packard | ProLiant | DL360 G4p | HEPA365 | USM63805SU |  |  | Nov 24 2014 4:21PM
San Francisco 601 Townsend | San Francisco 601 Townsend -> ESR 1 -> ROW C -> C.4 | C.4 | RU#39 | HSADMIN02 | LAB SERVICES | Hewlett-Packard | ProLiant | DL360 G4p | HEPA365 | USM63801A9 |  |  | Nov 24 2014 4:21PM
San Francisco 601 Townsend | San Francisco 601 Townsend -> ESR 1 -> ROW C -> C.4 | C.4 | RU#38 | blanking panel |  | APC | NetShelter | AR8101BLK-1U | APC969 |  |  |  | Dec 8 2014 5:37PM
San Francisco 601 Townsend | San Francisco 601 Townsend -> ESR 1 -> ROW C -> C.4 | C.4 | RU#34 | HSDB08 | LAB SERVICES | Compaq | ProLiant | DL580 G3 | CMPQ545 | USE638N2CV |  |  | Nov 24 2014 4:21PM
San Francisco 601 Townsend | San Francisco 601 Townsend -> ESR 1 -> ROW C -> C.4 | C.4 | RU#30 | HSDB07 | LAB SERVICES | Compaq | ProLiant | DL580 G3 | CMPQ545 | USE630N6NV |  |  | Nov 24 2014 4:21PM
San Francisco 601 Townsend | San Francisco 601 Townsend -> ESR 1 -> ROW C -> C.4 | C.4 | RU#26 | HSVM03 | LAB SERVICES | Compaq | ProLiant | DL580 G3 | CMPQ545 | USE638N2CS |  |  | Nov 24 2014 4:21PM
San Francisco 601 Townsend | San Francisco 601 Townsend -> ESR 1 -> ROW C -> C.4 | C.4 | RU#22 | HSDB05 | LAB SERVICES | Compaq | ProLiant | DL580 G3 | CMPQ545 | USE6838NSCP |  |  | Nov 24 2014 4:21PM
San Francisco 601 Townsend | San Francisco 601 Townsend -> ESR 1 -> ROW C -> C.4 | C.4 | RU#21 | PDU | LAB SERVICES | Generic Equipment Set | Generic Device | RM 10 Outlets | GENC016 |  |  |  | Nov 24 2014 4:21PM
San Francisco 601 Townsend | San Francisco 601 Townsend -> ESR 1 -> ROW C -> C.4 | C.4 | RU#20 | PDU | LAB SERVICES | Generic Equipment Set | Generic Device | RM 10 Outlets | GENC016 |  |  |  | Nov 24 2014 4:21PM
San Francisco 601 Townsend | San Francisco 601 Townsend -> ESR 1 -> ROW C -> C.4 | C.4 | RU#16 | HSDB04 | LAB SERVICES | Compaq | ProLiant | DL580 G3 | CMPQ545 | USE638N2CZ |  |  | Nov 24 2014 4:21PM
San Francisco 601 Townsend | San Francisco 601 Townsend -> ESR 1 -> ROW C -> C.4 | C.4 | RU#12 | BRZDB10 | LAB SERVICES | Compaq | ProLiant | DL580 G3 | CMPQ545 | USE638N2CM |  |  | Nov 24 2014 4:20PM
San Francisco 601 Townsend | San Francisco 601 Townsend -> ESR 1 -> ROW C -> C.4 | C.4 | RU#08 | HSDBW02 | LAB SERVICES | Compaq | ProLiant | DL580 G3 | CMPQ545 | USE632NA79 |  |  | Nov 24 2014 4:20PM
San Francisco 601 Townsend | San Francisco 601 Townsend -> ESR 1 -> ROW C -> C.4 | C.4 | RU#04 | BRZDB12 | LAB SERVICES | Compaq | ProLiant | DL580 G3 | CMPQ545 | USE632NA7D |  |  | Nov 24 2014 4:20PM
San Francisco 601 Townsend | San Francisco 601 Townsend -> ESR 1 -> ROW C -> C.4 | C.4 | RU#03 | PDU | LAB SERVICES | Generic Equipment Set | Generic Device | RM 10 Outlets | GENC016 |  |  |  | Nov 24 2014 4:20PM
San Francisco 601 Townsend | San Francisco 601 Townsend -> ESR 1 -> ROW C -> C.4 | C.4 | RU#02 | PDU | LAB SERVICES | Generic Equipment Set | Generic Device | RM 10 Outlets | GENC016 |  |  |  | Nov 24 2014 4:20PM
San Francisco 601 Townsend | San Francisco 601 Townsend -> ESR 1 -> ROW C -> C.4 | C.4 | RU#01 | blanking panel |  | APC | NetShelter | AR8101BLK-1U | APC969 |  |  |  | Dec 8 2014 5:37PM
San Francisco 601 Townsend | San Francisco 601 Townsend -> ESR 1 -> ROW D -> D.1 | D.1 | RU#45 | patch panel | LAB SERVICES | Generic Equipment Set | Patch Panel | 1U 24-Port RJ45 Patch Panel | GENR976 |  |  | 10.58.3.47 | Nov 24 2014 4:22PM
San Francisco 601 Townsend | San Francisco 601 Townsend -> ESR 1 -> ROW D -> D.1 | D.1 | RU#44 | 601T-EDCVKM06 | LAB SERVICES | Raritan Computer | Dominion KX II | DKX2-432 | RCI152 |  |  | 10.59.0.76 | Nov 24 2014 4:22PM
San Francisco 601 Townsend | San Francisco 601 Townsend -> ESR 1 -> ROW D -> D.1 | D.1 | RU#43 | SF601T-ESR1D1S01 | NETWORK SERVICES | Cisco Systems | Catalyst 4900 | WS-C4948E-F | CSCY593 | CAT1711S3QY |  | 10.59.0.65 | Nov 24 2014 4:22PM
San Francisco 601 Townsend | San Francisco 601 Townsend -> ESR 1 -> ROW D -> D.1 | D.1 | RU#42 | PDU #1 | LAB SERVICES | Generic Equipment Set | Generic Device | RM 10 Outlets | GENC016 |  |  |  | Nov 24 2014 4:22PM
San Francisco 601 Townsend | San Francisco 601 Townsend -> ESR 1 -> ROW D -> D.1 | D.1 | RU#40 | AMPBUILD1 | LAB SERVICES | Hewlett-Packard | ProLiant | DL385 G2 | HEPA850 | USE616NAMS |  |  | Nov 24 2014 4:22PM
San Francisco 601 Townsend | San Francisco 601 Townsend -> ESR 1 -> ROW D -> D.1 | D.1 | RU#38 | HSADCNAS01 | HOSTED SERVICES/ACROBAT.COM DEV | Isilon Systems | X-Series | IQ 12000X | ISLN026 | G103300033J | 30106103 | N/A | Nov 24 2014 4:22PM
San Francisco 601 Townsend | San Francisco 601 Townsend -> ESR 1 -> ROW D -> D.1 | D.1 | RU#36 | HSADCNAS02 | HOSTED SERVICES/ACROBAT.COM DEV | Isilon Systems | X-Series | IQ 12000X | ISLN026 | G103200033J | 3106102 | N/A | Nov 24 2014 4:22PM
San Francisco 601 Townsend | San Francisco 601 Townsend -> ESR 1 -> ROW D -> D.1 | D.1 | RU#34 | HSADCNAS03 | HOSTED SERVICES/ACROBAT.COM DEV | Isilon Systems | X-Series | IQ 12000X | ISLN026 | G103300045J | 3106104 | N/A | Nov 24 2014 4:22PM
San Francisco 601 Townsend | San Francisco 601 Townsend -> ESR 1 -> ROW D -> D.1 | D.1 | RU#31 | blanking panel |  | APC | NetShelter | AR8101BLK-3U | APCC280 |  |  |  | Dec 8 2014 5:39PM
San Francisco 601 Townsend | San Francisco 601 Townsend -> ESR 1 -> ROW D -> D.1 | D.1 | RU#27 | blanking panel |  | APC | NetShelter | AR8101BLK-4U | APC971 |  |  |  | Dec 8 2014 5:39PM
San Francisco 601 Townsend | San Francisco 601 Townsend -> ESR 1 -> ROW D -> D.1 | D.1 | RU#19 | blanking panel |  | APC | NetShelter | AR8101BLK-8U | APC972 |  |  |  | Dec 8 2014 5:39PM
San Francisco 601 Townsend | San Francisco 601 Townsend -> ESR 1 -> ROW D -> D.1 | D.1 | RU#11 | blanking panel |  | APC | NetShelter | AR8101BLK-8U | APC972 |  |  |  | Dec 8 2014 5:39PM
San Francisco 601 Townsend | San Francisco 601 Townsend -> ESR 1 -> ROW D -> D.1 | D.1 | RU#10 | NAS02 | LAB SERVICES | Hewlett-Packard | ProLiant | DL 360 G5 | HEPA599 | USE709N9RS |  | 10.59.73.93 | Nov 24 2014 4:22PM
San Francisco 601 Townsend | San Francisco 601 Townsend -> ESR 1 -> ROW D -> D.1 | D.1 | RU#09 | NAS03 | LAB SERVICES | Compaq | ProLiant | DL360 | CMPQ758 | USE709N9RR |  | 10.59.73.94 | Nov 24 2014 4:22PM
San Francisco 601 Townsend | San Francisco 601 Townsend -> ESR 1 -> ROW D -> D.1 | D.1 | RU#01 | blanking panel |  | APC | NetShelter | AR8101BLK-8U | APC972 |  |  |  | Dec 8 2014 5:40PM
San Francisco 601 Townsend | San Francisco 601 Townsend -> ESR 1 -> ROW D -> D.2 | D.2 | RU#44 | blanking panel |  | APC | NetShelter | AR8101BLK-2U | APC970 |  |  |  | Dec 8 2014 5:42PM
San Francisco 601 Townsend | San Francisco 601 Townsend -> ESR 1 -> ROW D -> D.2 | D.2 | RU#43 | 601T-EDCKVM05 | LAB SERVICES | Raritan Computer | Dominion KX | KX432 Rackmount | RCI144 |  |  | 10.59.0.77 | Nov 24 2014 4:24PM
San Francisco 601 Townsend | San Francisco 601 Townsend -> ESR 1 -> ROW D -> D.2 | D.2 | RU#42 | PDU #1 | LAB SERVICES | Generic Equipment Set | Generic Device | RM 10 Outlets | GENC016 |  |  |  | Nov 24 2014 4:24PM
San Francisco 601 Townsend | San Francisco 601 Townsend -> ESR 1 -> ROW D -> D.2 | D.2 | RU#41 | PDU #2 | LAB SERVICES | Generic Equipment Set | Generic Device | RM 10 Outlets | GENC016 |  |  |  | Nov 24 2014 4:24PM
San Francisco 601 Townsend | San Francisco 601 Townsend -> ESR 1 -> ROW D -> D.2 | D.2 | RU#40 | 601T-ESRILOSWF | NETWORK SERVICES | Cisco Systems | Catalyst 2960 | WS-C2960-48TC-L | CICO343 | F0C1224Z09E |  |  | Nov 24 2014 4:24PM
San Francisco 601 Townsend | San Francisco 601 Townsend -> ESR 1 -> ROW D -> D.2 | D.2 | RU#38 | HSDBW05 |  | Hewlett-Packard | ProLiant | DL380 G6 - SFF | HEPD897 | USE039N8N6 |  |  | Nov 24 2014 4:24PM
San Francisco 601 Townsend | San Francisco 601 Townsend -> ESR 1 -> ROW D -> D.2 | D.2 | RU#36 | HSDBW05-ARRAY | DESBU Hosted Services | Hewlett-Packard | StorageWorks | MSA70 | HEPD030 | SGA034009J |  |  | Nov 24 2014 4:24PM
San Francisco 601 Townsend | San Francisco 601 Townsend -> ESR 1 -> ROW D -> D.2 | D.2 | RU#34 | HSDBW06 | DESBU Hosted Services | Hewlett-Packard | ProLiant | DL380 G6 - SFF | HEPD897 | USE039N8N3 | 3107847 | 10.59.72.136, ilo=10.59.72.226 | Nov 24 2014 4:23PM
San Francisco 601 Townsend | San Francisco 601 Townsend -> ESR 1 -> ROW D -> D.2 | D.2 | RU#32 | HSDBW06-ARRAY | DESBU Hosted Services | Hewlett-Packard | StorageWorks | MSA70 | HEPD030 | SGA0340096 |  |  | Nov 24 2014 4:23PM
San Francisco 601 Townsend | San Francisco 601 Townsend -> ESR 1 -> ROW D -> D.2 | D.2 | RU#30 | HSDBW07 | DESBU Hosted Services | Hewlett-Packard | ProLiant | DL380 G6 - SFF | HEPD897 | USE039N8N5 | 3107848 | 10.59.72.138, ilo=10.59.72.227 | Nov 24 2014 4:23PM
San Francisco 601 Townsend | San Francisco 601 Townsend -> ESR 1 -> ROW D -> D.2 | D.2 | RU#28 | HSDBW07-ARRAY | DESBU Hosted Services | Hewlett-Packard | StorageWorks | MSA70 | HEPD030 | SGA03400AG |  |  | Nov 24 2014 4:23PM
San Francisco 601 Townsend | San Francisco 601 Townsend -> ESR 1 -> ROW D -> D.2 | D.2 | RU#26 | HSDBW08 | DESBU Hosted Services | Hewlett-Packard | ProLiant | DL380 G6 - SFF | HEPD897 | USE039N8N4 | 3107850 | 10.59.72.139, ilo=10.59.72.228 | Nov 24 2014 4:23PM
San Francisco 601 Townsend | San Francisco 601 Townsend -> ESR 1 -> ROW D -> D.2 | D.2 | RU#24 | HSDBW08-ARRAY | DESBU Hosted Services | Hewlett-Packard | StorageWorks | MSA70 | HEPD030 | SGA0340099 |  |  | Nov 24 2014 4:23PM
San Francisco 601 Townsend | San Francisco 601 Townsend -> ESR 1 -> ROW D -> D.2 | D.2 | RU#21 | blanking panel |  | APC | NetShelter | AR8101BLK-3U | APCC280 |  |  |  | Dec 8 2014 5:42PM
San Francisco 601 Townsend | San Francisco 601 Townsend -> ESR 1 -> ROW D -> D.2 | D.2 | RU#17 | blanking panel |  | APC | NetShelter | AR8101BLK-4U | APC971 |  |  |  | Dec 8 2014 5:42PM
San Francisco 601 Townsend | San Francisco 601 Townsend -> ESR 1 -> ROW D -> D.2 | D.2 | RU#09 | blanking panel |  | APC | NetShelter | AR8101BLK-8U | APC972 |  |  |  | Dec 8 2014 5:42PM
San Francisco 601 Townsend | San Francisco 601 Townsend -> ESR 1 -> ROW D -> D.2 | D.2 | RU#01 | blanking panel |  | APC | NetShelter | AR8101BLK-8U | APC972 |  |  |  | Dec 8 2014 5:42PM
San Francisco 601 Townsend | San Francisco 601 Townsend -> ESR 1 -> ROW D -> D.3 | D.3 | RU#45 | 601T-EDCKVM04 | LAB SERVICES | Raritan Computer | Dominion KX | KX432 Rackmount | RCI144 |  |  | 10.59.0.78 | Nov 24 2014 4:25PM
San Francisco 601 Townsend | San Francisco 601 Townsend -> ESR 1 -> ROW D -> D.3 | D.3 | RU#44 | blanking panel |  | APC | NetShelter | AR8101BLK-1U | APC969 |  |  |  | Dec 8 2014 5:46PM
San Francisco 601 Townsend | San Francisco 601 Townsend -> ESR 1 -> ROW D -> D.3 | D.3 | RU#43 | PDU #1 | LAB SERVICES | Generic Equipment Set | Generic Device | RM 10 Outlets | GENC016 |  |  |  | Nov 24 2014 4:25PM
San Francisco 601 Townsend | San Francisco 601 Townsend -> ESR 1 -> ROW D -> D.3 | D.3 | RU#42 | SF601T-ESR1D3S01 | NETWORK SERVICES | Cisco Systems | Catalyst 4900 | WS-C4948E-F | CSCY593 | CAT1710S271 |  | 10.59.0.51 | Nov 24 2014 4:24PM
San Francisco 601 Townsend | San Francisco 601 Townsend -> ESR 1 -> ROW D -> D.3 | D.3 | RU#41 | SF601T-ESR1D3S02 | NETWORK SERVICES | Cisco Systems | Catalyst 4900 | WS-C4948E-F | CSCY593 | CAT1711S3RM |  | 10.59.0.52 | Nov 24 2014 4:24PM
San Francisco 601 Townsend | San Francisco 601 Townsend -> ESR 1 -> ROW D -> D.3 | D.3 | RU#39 | blanking panel |  | APC | NetShelter | AR8101BLK-2U | APC970 |  |  |  | Dec 8 2014 5:46PM
San Francisco 601 Townsend | San Francisco 601 Townsend -> ESR 1 -> ROW D -> D.3 | D.3 | RU#37 | SHUNRA | LAB SERVICES | Shunra Software | Shunra | Shunra VE | SNRA006 |  |  |  | Nov 24 2014 4:24PM
San Francisco 601 Townsend | San Francisco 601 Townsend -> ESR 1 -> ROW D -> D.3 | D.3 | RU#36 | shelf #1 | LAB SERVICES | Generic Equipment Set | Shelf | 19 Inch 1U Shelf | GENR944 |  |  |  | Nov 24 2014 4:24PM
San Francisco 601 Townsend | San Francisco 601 Townsend -> ESR 1 -> ROW D -> D.3 | D.3 | RU#27 | FPBLD27-PC | LAB SERVICES | Hewlett-Packard | ProLiant | DL380 G7-SFF | HEPK280 | USE107N100 | 3109818 | 10.59.4.110, 10.59.12.170 | Nov 24 2014 5:15PM
San Francisco 601 Townsend | San Francisco 601 Townsend -> ESR 1 -> ROW D -> D.3 | D.3 | RU#25 | FPBLD33-PC | LAB SERVICES | Hewlett-Packard | ProLiant | DL380 G7-SFF | HEPK280 | USE107N101 | 3109820 | 10.59.4.124, 10.59.12.177 | Nov 24 2014 5:18PM
San Francisco 601 Townsend | San Francisco 601 Townsend -> ESR 1 -> ROW D -> D.3 | D.3 | RU#23 | FPBLD32-PC | LAB SERVICES | Hewlett-Packard | ProLiant | DL380 G7-SFF | HEPK280 | USE107N0ZX | 3109819 | 10.59.4.122, 10.59.12.175 | Nov 24 2014 5:18PM
San Francisco 601 Townsend | San Francisco 601 Townsend -> ESR 1 -> ROW D -> D.3 | D.3 | RU#18 | FPLAYERBUILD16-MAC | LAB SERVICES | Apple Computer | Xserve | Xserve | APPL078 | G89160B610S | 3098746 | 10.59.3.242 | Nov 24 2014 5:24PM
San Francisco 601 Townsend | San Francisco 601 Townsend -> ESR 1 -> ROW D -> D.3 | D.3 | RU#15 | FPLAYERBUILD19-MAC | LAB SERVICES | Apple Computer | Xserve | Xserve | APPL078 | H09351V110S | 3099529 | 10.59.3.250 | Nov 24 2014 5:28PM
San Francisco 601 Townsend | San Francisco 601 Townsend -> ESR 1 -> ROW D -> D.3 | D.3 | RU#14 | FPLAYERBUILD20-MAC | LAB SERVICES | Apple Computer | Xserve | Xserve | APPL078 | H09351V010S | 3099530 | 10.59.3.251 | Nov 24 2014 5:28PM
San Francisco 601 Townsend | San Francisco 601 Townsend -> ESR 1 -> ROW D -> D.3 | D.3 | RU#13 | FPLAYERBUILD21-MAC | LAB SERVICES | Apple Computer | Xserve | Xserve | APPL078 | H09382Q010S | 3099609 | 10.59.3.252 | Nov 24 2014 5:28PM
San Francisco 601 Townsend | San Francisco 601 Townsend -> ESR 1 -> ROW D -> D.3 | D.3 | RU#09 | FPLAYERBUILD4-PC | LAB SERVICES | IBM | xSeries | x346 | IBMN193 | KQGHW7T |  | 10.59.3.15 | Nov 24 2014 5:25PM
San Francisco 601 Townsend | San Francisco 601 Townsend -> ESR 1 -> ROW D -> D.3 | D.3 | RU#07 | WIN-AGENT206 | LAB SERVICES | Hewlett-Packard | ProLiant | DL380 G7-LFF | HEPK281 | USE125NFX7 | 3111071 | 10.59.16.35, ilo-10.59.12.181 | Nov 24 2014 5:16PM
San Francisco 601 Townsend | San Francisco 601 Townsend -> ESR 1 -> ROW D -> D.3 | D.3 | RU#06 | FPLAYERBUILD6-LNX | LAB SERVICES | Hewlett-Packard | ProLiant | DL320 G4 | HEPA632 | USM63002SD | 6004599 | 10.59.3.75 | Nov 24 2014 5:23PM
San Francisco 601 Townsend | San Francisco 601 Townsend -> ESR 1 -> ROW D -> D.3 | D.3 | RU#05 | FPLAYERBUILD-INX | LAB SERVICES | Hewlett-Packard | ProLiant | DL320 G4 | HEPA632 | USM62003AH |  |  | Nov 24 2014 5:15PM
San Francisco 601 Townsend | San Francisco 601 Townsend -> ESR 1 -> ROW D -> D.3 | D.3 | RU#03 | WIN-AGENT195 | LAB SERVICES | Hewlett-Packard | ProLiant | DL380 G6 - SFF | HEPD897 | USE032NC86 |  |  | Nov 24 2014 5:35PM
San Francisco 601 Townsend | San Francisco 601 Townsend -> ESR 1 -> ROW D -> D.3 | D.3 | RU#02 | MAC-AGENT117 | LAB SERVICES | Apple Computer | Xserve | Xserve Quad Xeon | APPL167 | G89190N66HS | 3098688 | 10.59.4.197 | Nov 24 2014 5:23PM
San Francisco 601 Townsend | San Francisco 601 Townsend -> ESR 1 -> ROW D -> D.3 | D.3 | RU#01 | MAC-AGENT130 |  | Apple Computer | Xserve | Xserve | APPL078 | H00190D86HS | 3104285 |  | Nov 24 2014 5:29PM
San Francisco 601 Townsend | San Francisco 601 Townsend -> ESR 1 -> ROW D -> D.4 | D.4 | RU#45 | cable manager | LAB SERVICES | APC | NetShelter | AR8129 | APC262 |  |  |  | Nov 24 2014 4:26PM
San Francisco 601 Townsend | San Francisco 601 Townsend -> ESR 1 -> ROW D -> D.4 | D.4 | RU#44 | patch panel | LAB SERVICES | Generic Equipment Set | Patch Panel | 1U 24-Port RJ45 Patch Panel | GENR976 |  |  |  | Nov 24 2014 4:26PM
San Francisco 601 Townsend | San Francisco 601 Townsend -> ESR 1 -> ROW D -> D.4 | D.4 | RU#43 | blanking panel |  | APC | NetShelter | AR8101BLK-1U | APC969 |  |  |  | Dec 8 2014 5:49PM
San Francisco 601 Townsend | San Francisco 601 Townsend -> ESR 1 -> ROW D -> D.4 | D.4 | RU#42 | 601T-EDCKVM10 | LAB SERVICES | Raritan Computer | MasterConsole | MX48 (Rackmount) | RCI068 |  |  | 10.59.0.79 | Nov 24 2014 4:26PM
San Francisco 601 Townsend | San Francisco 601 Townsend -> ESR 1 -> ROW D -> D.4 | D.4 | RU#41 | PDU #2 | LAB SERVICES | Generic Equipment Set | Generic Device | RM 10 Outlets | GENC016 |  |  |  | Nov 24 2014 4:26PM
San Francisco 601 Townsend | San Francisco 601 Townsend -> ESR 1 -> ROW D -> D.4 | D.4 | RU#37 | blanking panel |  | APC | NetShelter | AR8101BLK-4U | APC971 |  |  |  | Dec 8 2014 5:49PM
San Francisco 601 Townsend | San Francisco 601 Townsend -> ESR 1 -> ROW D -> D.4 | D.4 | RU#36 | HSMESX05 | LAB SERVICES | Hewlett-Packard | ProLiant | DL 360 G5 | HEPA599 | MXQ20A2VM |  |  | Nov 24 2014 4:26PM
San Francisco 601 Townsend | San Francisco 601 Townsend -> ESR 1 -> ROW D -> D.4 | D.4 | RU#35 | HSMESX06 | LAB SERVICES | Hewlett-Packard | ProLiant | DL 360 G5 | HEPA599 | MXQ816A6W3 |  |  | Nov 24 2014 4:26PM
San Francisco 601 Townsend | San Francisco 601 Townsend -> ESR 1 -> ROW D -> D.4 | D.4 | RU#34 | HSMESX07 | LAB SERVICES | Hewlett-Packard | ProLiant | DL 360 G5 | HEPA599 | MXQ8120A2VZ |  |  | Nov 24 2014 4:26PM
San Francisco 601 Townsend | San Francisco 601 Townsend -> ESR 1 -> ROW D -> D.4 | D.4 | RU#33 | HSMESX08 | LAB SERVICES | Hewlett-Packard | ProLiant | DL 360 G5 | HEPA599 | MXQ807A3HE |  |  | Nov 24 2014 4:26PM
San Francisco 601 Townsend | San Francisco 601 Townsend -> ESR 1 -> ROW D -> D.4 | D.4 | RU#32 | HSMESX09 | LAB SERVICES | Hewlett-Packard | ProLiant | DL 360 G5 | HEPA599 | MXQ816A6W9 |  |  | Nov 24 2014 4:26PM
San Francisco 601 Townsend | San Francisco 601 Townsend -> ESR 1 -> ROW D -> D.4 | D.4 | RU#31 | HSMESX10 | LAB SERVICES | Hewlett-Packard | ProLiant | DL 360 G5 | HEPA599 | MXQ816A6WK |  |  | Nov 24 2014 4:26PM
San Francisco 601 Townsend | San Francisco 601 Townsend -> ESR 1 -> ROW D -> D.4 | D.4 | RU#30 | HSMESX11 | LAB SERVICES | Hewlett-Packard | ProLiant | DL 360 G5 | HEPA599 | MXQ816A6WD |  |  | Nov 24 2014 4:25PM
San Francisco 601 Townsend | San Francisco 601 Townsend -> ESR 1 -> ROW D -> D.4 | D.4 | RU#29 | HSMESX12 | LAB SERVICES | Hewlett-Packard | ProLiant | DL 360 G5 | HEPA599 | MXQ8S0A2V2 |  |  | Nov 24 2014 4:25PM
San Francisco 601 Townsend | San Francisco 601 Townsend -> ESR 1 -> ROW D -> D.4 | D.4 | RU#27 | CONNECTDBPRO03 | CONNECT TEAM | Hewlett-Packard | ProLiant | DL380 G5 | HEPA633 | 2UX91704W8 | 3099086 | NA | Nov 24 2014 4:25PM
San Francisco 601 Townsend | San Francisco 601 Townsend -> ESR 1 -> ROW D -> D.4 | D.4 | RU#25 | CONNECTPRODB04 | CONNECT TEAM | Hewlett-Packard | ProLiant | DL380 G5 | HEPA633 | 2UX91704X0 | 3099085 | NA | Nov 24 2014 4:25PM
San Francisco 601 Townsend | San Francisco 601 Townsend -> ESR 1 -> ROW D -> D.4 | D.4 | RU#23 | CONNECTPRODB11 | CONNECT TEAM | Hewlett-Packard | ProLiant | DL380 G5 | HEPA633 | 2ux91704w7 | 3099082 | NA | Nov 24 2014 4:25PM
San Francisco 601 Townsend | San Francisco 601 Townsend -> ESR 1 -> ROW D -> D.4 | D.4 | RU#22 | PDU #1 | LAB SERVICES | Generic Equipment Set | Generic Device | RM 10 Outlets | GENC016 |  |  |  | Nov 24 2014 4:25PM
San Francisco 601 Townsend | San Francisco 601 Townsend -> ESR 1 -> ROW D -> D.4 | D.4 | RU#20 | CONNECTPRODB12 | CONNECT TEAM | Hewlett-Packard | ProLiant | DL380 G5 | HEPA633 | 2UX91704WL | 3099083 | NA | Nov 24 2014 4:25PM
San Francisco 601 Townsend | San Francisco 601 Townsend -> ESR 1 -> ROW D -> D.4 | D.4 | RU#18 | CONNECTPRODB13 | CONNECT TEAM | Hewlett-Packard | ProLiant | DL380 G5 | HEPA633 | 2UX91704V6 | 3099084 | NA | Nov 24 2014 4:25PM
San Francisco 601 Townsend | San Francisco 601 Townsend -> ESR 1 -> ROW D -> D.4 | D.4 | RU#16 | CONNECTPRODB14 | CONNECT TEAM | Hewlett-Packard | ProLiant | DL380 G5 | HEPA633 | 2UX91704W6 | 3099082 | NA | Nov 24 2014 4:25PM
San Francisco 601 Townsend | San Francisco 601 Townsend -> ESR 1 -> ROW D -> D.4 | D.4 | RU#14 | CPSF-VMHOST1 | LAB SERVICES | Hewlett-Packard | ProLiant | DL380 G5 | HEPA633 | 2UX8330BFS |  |  | Nov 24 2014 4:25PM
San Francisco 601 Townsend | San Francisco 601 Townsend -> ESR 1 -> ROW D -> D.4 | D.4 | RU#12 | CPSF-VMHOST2 | LAB SERVICES | Hewlett-Packard | ProLiant | DL380 G5 | HEPA633 | 2UX8330BH7 |  |  | Nov 24 2014 4:25PM
San Francisco 601 Townsend | San Francisco 601 Townsend -> ESR 1 -> ROW D -> D.4 | D.4 | RU#09 | blanking panel |  | APC | NetShelter | AR8101BLK-3U | APCC280 |  |  |  | Dec 8 2014 5:49PM
San Francisco 601 Townsend | San Francisco 601 Townsend -> ESR 1 -> ROW D -> D.4 | D.4 | RU#01 | blanking panel |  | APC | NetShelter | AR8101BLK-8U | APC972 |  |  |  | Dec 8 2014 5:49PM
San Francisco 601 Townsend | San Francisco 601 Townsend -> ESR 1 -> ROW D -> D.5 | D.5 | RU#45 | blanking panel |  | APC | NetShelter | AR8101BLK-1U | APC969 |  |  |  | Nov 24 2014 4:28PM
San Francisco 601 Townsend | San Francisco 601 Townsend -> ESR 1 -> ROW D -> D.5 | D.5 | RU#44 | patch panel | LAB SERVICES | Generic Equipment Set | Patch Panel | 1U 24-Port RJ45 Patch Panel | GENR976 |  |  |  | Nov 24 2014 4:28PM
San Francisco 601 Townsend | San Francisco 601 Townsend -> ESR 1 -> ROW D -> D.5 | D.5 | RU#43 | PDU | LAB SERVICES | Generic Equipment Set | Generic Device | RM 10 Outlets | GENC016 |  |  |  | Nov 24 2014 4:27PM
San Francisco 601 Townsend | San Francisco 601 Townsend -> ESR 1 -> ROW D -> D.5 | D.5 | RU#42 | blanking panel |  | APC | NetShelter | AR8101BLK-2U | APC970 |  |  |  | Nov 24 2014 4:27PM
San Francisco 601 Townsend | San Francisco 601 Townsend -> ESR 1 -> ROW D -> D.5 | D.5 | RU#40 | blanking panel |  | APC | NetShelter | AR8101BLK-2U | APC970 |  |  |  | Nov 24 2014 4:27PM
San Francisco 601 Townsend | San Francisco 601 Townsend -> ESR 1 -> ROW D -> D.5 | D.5 | RU#39 | blanking panel |  | APC | NetShelter | AR8101BLK-1U | APC969 |  |  |  | Nov 24 2014 4:27PM
San Francisco 601 Townsend | San Francisco 601 Townsend -> ESR 1 -> ROW D -> D.5 | D.5 | RU#38 | AMPBUILD | LAB SERVICES | Hewlett-Packard | ProLiant | DL360 G4 | HEPA155 | USM441101V |  |  | Nov 24 2014 4:27PM
San Francisco 601 Townsend | San Francisco 601 Townsend -> ESR 1 -> ROW D -> D.5 | D.5 | RU#37 | blanking panel |  | APC | NetShelter | AR8101BLK-1U | APC969 |  |  |  | Jul 10 2015 11:47AM
San Francisco 601 Townsend | San Francisco 601 Townsend -> ESR 1 -> ROW D -> D.5 | D.5 | RU#35 | blanking panel |  | APC | NetShelter | AR8101BLK-2U | APC970 |  |  |  | Nov 24 2014 4:27PM
San Francisco 601 Townsend | San Francisco 601 Townsend -> ESR 1 -> ROW D -> D.5 | D.5 | RU#33 | blanking panel |  | APC | NetShelter | AR8101BLK-2U | APC970 |  |  |  | Nov 24 2014 4:27PM
San Francisco 601 Townsend | San Francisco 601 Townsend -> ESR 1 -> ROW D -> D.5 | D.5 | RU#32 | blanking panel |  | APC | NetShelter | AR8101BLK-1U | APC969 |  |  |  | Nov 24 2014 4:27PM
San Francisco 601 Townsend | San Francisco 601 Townsend -> ESR 1 -> ROW D -> D.5 | D.5 | RU#31 | ATS | LAB SERVICES | Compaq | ProLiant | DL320 | CMPQ047 | USM63200W7 |  | 10.59.3.67 | Nov 24 2014 4:27PM
San Francisco 601 Townsend | San Francisco 601 Townsend -> ESR 1 -> ROW D -> D.5 | D.5 | RU#29 | blanking panel |  | APC | NetShelter | AR8101BLK-2U | APC970 |  |  |  | Nov 24 2014 4:27PM
San Francisco 601 Townsend | San Francisco 601 Townsend -> ESR 1 -> ROW D -> D.5 | D.5 | RU#27 | blanking panel |  | APC | NetShelter | AR8101BLK-2U | APC970 |  |  |  | Nov 24 2014 4:27PM
San Francisco 601 Townsend | San Francisco 601 Townsend -> ESR 1 -> ROW D -> D.5 | D.5 | RU#25 | blanking panel |  | APC | NetShelter | AR8101BLK-2U | APC970 |  |  |  | Nov 24 2014 4:27PM
San Francisco 601 Townsend | San Francisco 601 Townsend -> ESR 1 -> ROW D -> D.5 | D.5 | RU#23 | blanking panel |  | APC | NetShelter | AR8101BLK-2U | APC970 |  |  |  | Nov 24 2014 4:27PM
San Francisco 601 Townsend | San Francisco 601 Townsend -> ESR 1 -> ROW D -> D.5 | D.5 | RU#21 | blanking panel |  | APC | NetShelter | AR8101BLK-2U | APC970 |  |  |  | Nov 24 2014 4:27PM
San Francisco 601 Townsend | San Francisco 601 Townsend -> ESR 1 -> ROW D -> D.5 | D.5 | RU#19 | blanking panel |  | APC | NetShelter | AR8101BLK-2U | APC970 |  |  |  | Nov 24 2014 4:27PM
San Francisco 601 Townsend | San Francisco 601 Townsend -> ESR 1 -> ROW D -> D.5 | D.5 | RU#17 | blanking panel |  | APC | NetShelter | AR8101BLK-2U | APC970 |  |  |  | Nov 24 2014 4:27PM
San Francisco 601 Townsend | San Francisco 601 Townsend -> ESR 1 -> ROW D -> D.5 | D.5 | RU#15 | blanking panel |  | APC | NetShelter | AR8101BLK-2U | APC970 |  |  |  | Nov 24 2014 4:27PM
San Francisco 601 Townsend | San Francisco 601 Townsend -> ESR 1 -> ROW D -> D.5 | D.5 | RU#13 | blanking panel |  | APC | NetShelter | AR8101BLK-2U | APC970 |  |  |  | Nov 24 2014 4:27PM
San Francisco 601 Townsend | San Francisco 601 Townsend -> ESR 1 -> ROW D -> D.5 | D.5 | RU#11 | blanking panel |  | APC | NetShelter | AR8101BLK-2U | APC970 |  |  |  | Nov 24 2014 4:27PM
San Francisco 601 Townsend | San Francisco 601 Townsend -> ESR 1 -> ROW D -> D.5 | D.5 | RU#10 | blanking panel |  | APC | NetShelter | AR8101BLK-1U | APC969 |  |  |  | Nov 24 2014 4:27PM
San Francisco 601 Townsend | San Francisco 601 Townsend -> ESR 1 -> ROW D -> D.5 | D.5 | RU#04 | AUTOMATION | LAB SERVICES | Dell Computer | PowerEdge | PowerEdge 6800 (Rackmount Close View) | DELL446 | NA |  | 10.59.3.51 | Nov 24 2014 4:27PM
San Francisco 601 Townsend | San Francisco 601 Townsend -> ESR 1 -> ROW D -> D.5 | D.5 | RU#02 | blanking panel |  | APC | NetShelter | AR8101BLK-2U | APC970 |  |  |  | Nov 24 2014 4:26PM
San Francisco 601 Townsend | San Francisco 601 Townsend -> ESR 1 -> ROW D -> D.5 | D.5 | RU#01 | blanking panel |  | APC | NetShelter | AR8101BLK-1U | APC969 |  |  |  | Nov 24 2014 4:26PM
San Francisco 601 Townsend | San Francisco 601 Townsend -> ESR 1 -> ROW D -> D.6 | D.6 | RU#45 | patch panel | LAB SERVICES | Generic Equipment Set | Patch Panel | 1U 24-Port RJ45 Patch Panel | GENR976 |  |  |  | Nov 24 2014 4:28PM
San Francisco 601 Townsend | San Francisco 601 Townsend -> ESR 1 -> ROW D -> D.6 | D.6 | RU#43 | KVMSF-1 | LAB SERVICES | Raritan Computer | Dominion KX | KX432 Rackmount | RCI144 |  |  | 10.59.0.81 | Nov 24 2014 4:28PM
San Francisco 601 Townsend | San Francisco 601 Townsend -> ESR 1 -> ROW D -> D.6 | D.6 | RU#42 | SF601T-ESR1D6S01 | NETWORK SERVICES | Cisco Systems | Catalyst 4900 | WS-C4948E-F | CSCY593 | CAT1711S3R6 |  | 10.59.0.53 | Nov 24 2014 4:28PM
San Francisco 601 Townsend | San Francisco 601 Townsend -> ESR 1 -> ROW D -> D.6 | D.6 | RU#36 | CONNECTQEESX18 | LAB SERVICES | Hewlett-Packard | ProLiant | DL380 G6 - SFF | HEPD897 | 2UX0100530 | 3104540 | 10.59.74.74 - 77, 10.59.12.146 | Nov 24 2014 5:42PM
San Francisco 601 Townsend | San Francisco 601 Townsend -> ESR 1 -> ROW D -> D.6 | D.6 | RU#34 | FPAUTO1.MACROMEDIA.COM | LAB SERVICES | Compaq | ProLiant | DL320 | CMPQ047 | USM65204F8 |  |  | Nov 24 2014 4:28PM
San Francisco 601 Townsend | San Francisco 601 Townsend -> ESR 1 -> ROW D -> D.6 | D.6 | RU#33 | FPAUTO2.MACROMEDIA.COM | LAB SERVICES | Compaq | ProLiant | DL320 | CMPQ047 | USM65204FF |  |  | Nov 24 2014 4:28PM
San Francisco 601 Townsend | San Francisco 601 Townsend -> ESR 1 -> ROW D -> D.6 | D.6 | RU#32 | FPBLD24-MAC | LAB SERVICES | Apple Computer | Xserve | Xserve | APPL078 | H00060FK6HS |  |  | Nov 24 2014 5:30PM
San Francisco 601 Townsend | San Francisco 601 Townsend -> ESR 1 -> ROW D -> D.6 | D.6 | RU#31 | FPBLD25-MAC | LAB SERVICES | Apple Computer | Xserve | Xserve | APPL078 | H00060FR6HS |  |  | Nov 24 2014 5:30PM
San Francisco 601 Townsend | San Francisco 601 Townsend -> ESR 1 -> ROW D -> D.6 | D.6 | RU#30 | FPBLD26-MAC | LAB SERVICES | Apple Computer | Xserve | Xserve | APPL078 | H00060FQ6HS |  |  | Nov 24 2014 5:30PM
San Francisco 601 Townsend | San Francisco 601 Townsend -> ESR 1 -> ROW D -> D.6 | D.6 | RU#29 | FPBLD26-PC | LAB SERVICES | Hewlett-Packard | ProLiant | DL360 G6 | HEPD899 | MXQ00503YM |  | 10.59.16.141 | Nov 24 2014 5:30PM
San Francisco 601 Townsend | San Francisco 601 Townsend -> ESR 1 -> ROW D -> D.6 | D.6 | RU#12 | TESSA-NEW |  | Hewlett-Packard | ProLiant | DL560 | HP424 | 2M2324035T |  | 10.59.17.78 | Nov 24 2014 5:41PM
San Francisco 601 Townsend | San Francisco 601 Townsend -> ESR 1 -> ROW D -> D.6 | D.6 | RU#11 | PDU #1 | LAB SERVICES | Generic Equipment Set | Generic Device | RM 10 Outlets | GENC016 |  |  |  | Nov 24 2014 4:28PM
San Francisco 601 Townsend | San Francisco 601 Townsend -> ESR 1 -> ROW D -> D.6 | D.6 | RU#01 | blanking panel |  | APC | NetShelter | AR8101BLK-8U | APC972 |  |  |  | Nov 24 2014 4:28PM
San Francisco 601 Townsend | San Francisco 601 Townsend -> ESR 1 -> ROW E -> E.1 | E.1 | RU#45 | cable manager | LAB SERVICES | APC | NetShelter | AR8129 | APC262 |  |  |  | Nov 24 2014 4:30PM
San Francisco 601 Townsend | San Francisco 601 Townsend -> ESR 1 -> ROW E -> E.1 | E.1 | RU#44 | patch panel | LAB SERVICES | Generic Equipment Set | Patch Panel | 1U 24-Port RJ45 Patch Panel | GENR976 |  |  |  | Nov 24 2014 4:30PM
San Francisco 601 Townsend | San Francisco 601 Townsend -> ESR 1 -> ROW E -> E.1 | E.1 | RU#43 | SF601T-ESR1E1S01 | NETWORK SERVICES | Cisco Systems | Catalyst 4900 | WS-C4948E-F | CSCY593 | CAT1711S3RF |  | 10.59.0.54 | Nov 24 2014 4:30PM
San Francisco 601 Townsend | San Francisco 601 Townsend -> ESR 1 -> ROW E -> E.1 | E.1 | RU#42 | blanking panel |  | APC | NetShelter | AR8101BLK-1U | APC969 |  |  |  | Nov 24 2014 4:30PM
San Francisco 601 Townsend | San Francisco 601 Townsend -> ESR 1 -> ROW E -> E.1 | E.1 | RU#41 | PDU | LAB SERVICES | Generic Equipment Set | Generic Device | RM 10 Outlets | GENC016 |  |  |  | Nov 24 2014 4:30PM
San Francisco 601 Townsend | San Francisco 601 Townsend -> ESR 1 -> ROW E -> E.1 | E.1 | RU#33 | blanking panel |  | APC | NetShelter | AR8101BLK-8U | APC972 |  |  |  | Nov 24 2014 4:29PM
San Francisco 601 Townsend | San Francisco 601 Townsend -> ESR 1 -> ROW E -> E.1 | E.1 | RU#32 | FPVM9.MACROMEDIA.COM | NETWORK SERVICES | Hewlett-Packard | ProLiant | DL320 G4 | HEPA632 | USM63200V0 | 6004603 | N/A | Nov 24 2014 4:29PM
San Francisco 601 Townsend | San Francisco 601 Townsend -> ESR 1 -> ROW E -> E.1 | E.1 | RU#31 | FPVM2 | LAB SERVICES | Hewlett-Packard | ProLiant | DL320 G6 | HEPD979 | MX295000LV | 3100185 | 10.59.4.253 | Nov 24 2014 4:29PM
San Francisco 601 Townsend | San Francisco 601 Townsend -> ESR 1 -> ROW E -> E.1 | E.1 | RU#30 | FPVM1 | LAB SERVICES | Hewlett-Packard | ProLiant | DL320 G6 | HEPD979 | MX295000LW | 3100186 | 10.59.4.249 | Nov 24 2014 4:29PM
San Francisco 601 Townsend | San Francisco 601 Townsend -> ESR 1 -> ROW E -> E.1 | E.1 | RU#29 | FPLAYERQA2-PC | SERVER SERVICES | Hewlett-Packard | ProLiant | DL320 G5p | HEPD383 | MX2914003K | 3098734 | 10.59.3.222 | Nov 24 2014 4:29PM
San Francisco 601 Townsend | San Francisco 601 Townsend -> ESR 1 -> ROW E -> E.1 | E.1 | RU#28 | FPVM3.MACROMEDIA.COM | SERVER SERVICES | Hewlett-Packard | ProLiant | DL320 G5p | HEPD383 | MX2905004M | 3098494 | 10.59.3.211 | Nov 24 2014 4:29PM
San Francisco 601 Townsend | San Francisco 601 Townsend -> ESR 1 -> ROW E -> E.1 | E.1 | RU#27 | FPLAYERQA1-LNX | LAB SERVICES | Hewlett-Packard | ProLiant | DL360 G6 | HEPD899 | MXQ00503VB |  | 10.59.16.142 | Nov 24 2014 4:29PM
San Francisco 601 Townsend | San Francisco 601 Townsend -> ESR 1 -> ROW E -> E.1 | E.1 | RU#26 | FPLAYERQA3-WIN | LAB SERVICES | Hewlett-Packard | ProLiant | DL360 G6 | HEPD899 | MXQ00503ZH |  | 10.59.16.143 | Nov 24 2014 4:29PM
San Francisco 601 Townsend | San Francisco 601 Townsend -> ESR 1 -> ROW E -> E.1 | E.1 | RU#24 | FPSTORAGE |  | Generic Altima Technologies Rackmountable | General Rackmount Equipment | 2U Router | 0GRM106 | N/A | N/A |  | Nov 24 2014 4:29PM
San Francisco 601 Townsend | San Francisco 601 Townsend -> ESR 1 -> ROW E -> E.1 | E.1 | RU#23 | FPSTORAGE2 | LAB SERVICES | Hewlett-Packard | StorageWorks | A7445B | HEPD846 |  | NA | 10.59.4.254 | Nov 24 2014 4:29PM
San Francisco 601 Townsend | San Francisco 601 Townsend -> ESR 1 -> ROW E -> E.1 | E.1 | RU#21 | blanking panel |  | APC | NetShelter | AR8101BLK-2U | APC970 |  |  |  | Nov 24 2014 4:29PM
San Francisco 601 Townsend | San Francisco 601 Townsend -> ESR 1 -> ROW E -> E.1 | E.1 | RU#17 | blanking panel |  | APC | NetShelter | AR8101BLK-4U | APC971 |  |  |  | Nov 24 2014 4:29PM
San Francisco 601 Townsend | San Francisco 601 Townsend -> ESR 1 -> ROW E -> E.1 | E.1 | RU#15 | BRZEXP14 | LAB SERVICES | Hewlett-Packard | ProLiant | DL380 G4 | HEPA156 | USX54001EE |  |  | Nov 24 2014 4:29PM
San Francisco 601 Townsend | San Francisco 601 Townsend -> ESR 1 -> ROW E -> E.1 | E.1 | RU#13 | BRZEXP15 | LAB SERVICES | Hewlett-Packard | ProLiant | DL380 G4 | HEPA156 | USX54001GC |  |  | Nov 24 2014 4:29PM
San Francisco 601 Townsend | San Francisco 601 Townsend -> ESR 1 -> ROW E -> E.1 | E.1 | RU#11 | BRZEXP16 | LAB SERVICES | Hewlett-Packard | ProLiant | DL380 G4 | HEPA156 | USX54001JT |  |  | Nov 24 2014 4:28PM
San Francisco 601 Townsend | San Francisco 601 Townsend -> ESR 1 -> ROW E -> E.1 | E.1 | RU#09 | unknown | LAB SERVICES | Hewlett-Packard | ProLiant | DL380 G4 | HEPA156 | USX54001BZ |  |  | Nov 24 2014 4:28PM
San Francisco 601 Townsend | San Francisco 601 Townsend -> ESR 1 -> ROW E -> E.1 | E.1 | RU#01 | blanking panel |  | APC | NetShelter | AR8101BLK-8U | APC972 |  |  |  | Nov 24 2014 4:28PM
San Francisco 601 Townsend | San Francisco 601 Townsend -> ESR 1 -> ROW E -> E.2 | E.2 | RU#45 | cable manager | LAB SERVICES | APC | NetShelter | AR8129 | APC262 |  |  |  | Nov 24 2014 4:31PM
San Francisco 601 Townsend | San Francisco 601 Townsend -> ESR 1 -> ROW E -> E.2 | E.2 | RU#44 | patch panel | LAB SERVICES | Generic Equipment Set | Patch Panel | 1U 24-Port RJ45 Patch Panel | GENR976 |  |  |  | Nov 24 2014 4:31PM
San Francisco 601 Townsend | San Francisco 601 Townsend -> ESR 1 -> ROW E -> E.2 | E.2 | RU#43 | PDU | LAB SERVICES | Generic Equipment Set | Generic Device | RM 10 Outlets | GENC016 |  |  |  | Nov 24 2014 4:31PM
San Francisco 601 Townsend | San Francisco 601 Townsend -> ESR 1 -> ROW E -> E.2 | E.2 | RU#41 | blanking panel |  | APC | NetShelter | AR8101BLK-2U | APC970 |  |  |  | Dec 8 2014 6:04PM
San Francisco 601 Townsend | San Francisco 601 Townsend -> ESR 1 -> ROW E -> E.2 | E.2 | RU#40 | HSESX14 |  | Dell Computer | PowerEdge | PowerEdge 1950 (Close View) | DELL784 | 1W4N1G1 | 3096562 |  | Nov 24 2014 4:31PM
San Francisco 601 Townsend | San Francisco 601 Townsend -> ESR 1 -> ROW E -> E.2 | E.2 | RU#39 | HSESX15 |  | Dell Computer | PowerEdge | PowerEdge 1950 (Close View) | DELL784 | 6W4N1G1 | 3096563 |  | Nov 24 2014 4:31PM
San Francisco 601 Townsend | San Francisco 601 Townsend -> ESR 1 -> ROW E -> E.2 | E.2 | RU#38 | HSESX16 |  | Dell Computer | PowerEdge | PowerEdge 1950 (Close View) | DELL784 | DLXH1G1 | 3096560 |  | Nov 24 2014 4:31PM
San Francisco 601 Townsend | San Francisco 601 Townsend -> ESR 1 -> ROW E -> E.2 | E.2 | RU#37 | HSESX17 | LAB SERVICES | Dell Computer | PowerEdge | PowerEdge 1950 (Close View) | DELL784 | 2W4N1G1 |  |  | Nov 24 2014 4:31PM
San Francisco 601 Townsend | San Francisco 601 Townsend -> ESR 1 -> ROW E -> E.2 | E.2 | RU#36 | blanking panel |  | APC | NetShelter | AR8101BLK-1U | APC969 |  |  |  | Dec 8 2014 6:04PM
San Francisco 601 Townsend | San Francisco 601 Townsend -> ESR 1 -> ROW E -> E.2 | E.2 | RU#28 | blanking panel |  | APC | NetShelter | AR8101BLK-8U | APC972 |  |  |  | Dec 8 2014 6:04PM
San Francisco 601 Townsend | San Francisco 601 Townsend -> ESR 1 -> ROW E -> E.2 | E.2 | RU#27 | HSLABMAN | LAB SERVICES | Hewlett-Packard | ProLiant | DL360 G4p | HEPA365 | USM6305T6 |  |  | Nov 24 2014 4:31PM
San Francisco 601 Townsend | San Francisco 601 Townsend -> ESR 1 -> ROW E -> E.2 | E.2 | RU#25 | blanking panel |  | APC | NetShelter | AR8101BLK-2U | APC970 |  |  |  | Dec 8 2014 6:04PM
San Francisco 601 Townsend | San Francisco 601 Townsend -> ESR 1 -> ROW E -> E.2 | E.2 | RU#24 | HSMGT02 | LAB SERVICES | Hewlett-Packard | ProLiant | DL360 G4p | HEPA365 | USM6305UE |  |  | Nov 24 2014 4:31PM
San Francisco 601 Townsend | San Francisco 601 Townsend -> ESR 1 -> ROW E -> E.2 | E.2 | RU#23 | HSFMS05 | LAB SERVICES | Hewlett-Packard | ProLiant | DL360 G4p | HEPA365 | USM6305T9 |  |  | Nov 24 2014 4:31PM
San Francisco 601 Townsend | San Francisco 601 Townsend -> ESR 1 -> ROW E -> E.2 | E.2 | RU#22 | NA2FMS01.NEXTINT | LAB SERVICES | Hewlett-Packard | ProLiant | DL360 G4p | HEPA365 | USM63805TP |  |  | Nov 24 2014 4:31PM
San Francisco 601 Townsend | San Francisco 601 Townsend -> ESR 1 -> ROW E -> E.2 | E.2 | RU#21 | HSACORN05 | LAB SERVICES | Hewlett-Packard | ProLiant | DL360 G4p | HEPA365 | USM6305UK |  |  | Nov 24 2014 4:31PM
San Francisco 601 Townsend | San Francisco 601 Townsend -> ESR 1 -> ROW E -> E.2 | E.2 | RU#20 | NA2FMS02.NEXTINT | LAB SERVICES | Hewlett-Packard | ProLiant | DL360 G4p | HEPA365 | USM63805UH |  |  | Nov 24 2014 4:31PM
San Francisco 601 Townsend | San Francisco 601 Townsend -> ESR 1 -> ROW E -> E.2 | E.2 | RU#19 | HSFMS04 | LAB SERVICES | Hewlett-Packard | ProLiant | DL360 G4p | HEPA365 | USM63805TD |  |  | Nov 24 2014 4:30PM
San Francisco 601 Townsend | San Francisco 601 Townsend -> ESR 1 -> ROW E -> E.2 | E.2 | RU#18 | HSACORN04 | LAB SERVICES | Hewlett-Packard | ProLiant | DL360 G4p | HEPA365 | USM63805TW |  |  | Nov 24 2014 4:30PM
San Francisco 601 Townsend | San Francisco 601 Townsend -> ESR 1 -> ROW E -> E.2 | E.2 | RU#17 | blanking panel |  | APC | NetShelter | AR8101BLK-1U | APC969 |  |  |  | Dec 8 2014 6:04PM
San Francisco 601 Townsend | San Francisco 601 Townsend -> ESR 1 -> ROW E -> E.2 | E.2 | RU#13 | HSESX13 | LAB SERVICES | Compaq | ProLiant | DL580 G3 | CMPQ545 | USE638N2CK |  |  | Nov 24 2014 4:30PM
San Francisco 601 Townsend | San Francisco 601 Townsend -> ESR 1 -> ROW E -> E.2 | E.2 | RU#09 | HSDBW01 | LAB SERVICES | Compaq | ProLiant | DL580 G3 | CMPQ545 | USE638N2CH |  |  | Nov 24 2014 4:30PM
San Francisco 601 Townsend | San Francisco 601 Townsend -> ESR 1 -> ROW E -> E.2 | E.2 | RU#05 | HSVM04 | LAB SERVICES | Compaq | ProLiant | DL580 G3 | CMPQ545 | USE638N2D0 |  |  | Nov 24 2014 4:30PM
San Francisco 601 Townsend | San Francisco 601 Townsend -> ESR 1 -> ROW E -> E.2 | E.2 | RU#01 | HSVM01 | LAB SERVICES | Compaq | ProLiant | DL580 G3 | CMPQ545 | USE638N2CX |  |  | Nov 24 2014 4:30PM
San Francisco 601 Townsend | San Francisco 601 Townsend -> ESR 1 -> ROW E -> E.3 | E.3 | RU#44 | cable manager | LAB SERVICES | Panduit | PatchLink | WMP1E | PAND770 |  |  |  | Nov 24 2014 4:33PM
San Francisco 601 Townsend | San Francisco 601 Townsend -> ESR 1 -> ROW E -> E.3 | E.3 | RU#42 | patch panel | LAB SERVICES | Generic Equipment Set | Patch Panel | 2U 24-Port RJ45 Patch Panel | GENR977 |  |  |  | Nov 24 2014 4:33PM
San Francisco 601 Townsend | San Francisco 601 Townsend -> ESR 1 -> ROW E -> E.3 | E.3 | RU#41 | SF601T-ESR1E3S01 | NETWORK SERVICES | Cisco Systems | Catalyst 4900 | WS-C4948E-F | CSCY593 | CAT1711S3R8 |  | 10.59.0.55 | Nov 24 2014 4:33PM
San Francisco 601 Townsend | San Francisco 601 Townsend -> ESR 1 -> ROW E -> E.3 | E.3 | RU#40 | blanking panel |  | APC | NetShelter | AR8101BLK-1U | APC969 |  |  |  | Dec 8 2014 6:08PM
San Francisco 601 Townsend | San Francisco 601 Townsend -> ESR 1 -> ROW E -> E.3 | E.3 | RU#39 | PDU | LAB SERVICES | Generic Equipment Set | Generic Device | RM 10 Outlets | GENC016 |  |  |  | Nov 24 2014 4:33PM
San Francisco 601 Townsend | San Francisco 601 Townsend -> ESR 1 -> ROW E -> E.3 | E.3 | RU#35 | blanking panel |  | APC | NetShelter | AR8101BLK-4U | APC971 |  |  |  | Dec 8 2014 6:08PM
San Francisco 601 Townsend | San Francisco 601 Townsend -> ESR 1 -> ROW E -> E.3 | E.3 | RU#33 | CONNECTPRODB01 | LAB SERVICES | Hewlett-Packard | ProLiant | DL380 G5 | HEPA633 | 2UX90801U6 | 3098670 | 10.59.72.51, ILO - 10.59.12.98 | Nov 24 2014 4:33PM
San Francisco 601 Townsend | San Francisco 601 Townsend -> ESR 1 -> ROW E -> E.3 | E.3 | RU#31 | CONNECTPRODB02 | LAB SERVICES | Hewlett-Packard | ProLiant | DL380 G5 | HEPA633 | 2UX90808CN | 3098669 | 10.59.72.52, ILO - 10.59.12.99 | Nov 24 2014 4:33PM
San Francisco 601 Townsend | San Francisco 601 Townsend -> ESR 1 -> ROW E -> E.3 | E.3 | RU#30 | BUILDMEISTER | LAB SERVICES | Compaq | ProLiant | DL360 | CMPQ758 | USM62600ZB |  |  | Nov 24 2014 4:32PM
San Francisco 601 Townsend | San Francisco 601 Townsend -> ESR 1 -> ROW E -> E.3 | E.3 | RU#29 | blanking panel |  | APC | NetShelter | AR8101BLK-1U | APC969 |  |  |  | Dec 8 2014 6:08PM
San Francisco 601 Townsend | San Francisco 601 Townsend -> ESR 1 -> ROW E -> E.3 | E.3 | RU#28 | BRZDC02 | LAB SERVICES | Hewlett-Packard | ProLiant | DL360 G4 | HEPA155 | USM6350034 |  |  | Nov 24 2014 4:32PM
San Francisco 601 Townsend | San Francisco 601 Townsend -> ESR 1 -> ROW E -> E.3 | E.3 | RU#26 | ACEVM01 | LAB SERVICES | Hewlett-Packard | ProLiant | DL380 G5 | HEPA633 | 2XU70401MB |  |  | Nov 24 2014 4:32PM
San Francisco 601 Townsend | San Francisco 601 Townsend -> ESR 1 -> ROW E -> E.3 | E.3 | RU#24 | ACEVM02 | LAB SERVICES | Hewlett-Packard | ProLiant | DL380 G5 | HEPA633 | 2XU70401PD |  |  | Nov 24 2014 4:32PM
San Francisco 601 Townsend | San Francisco 601 Townsend -> ESR 1 -> ROW E -> E.3 | E.3 | RU#22 | ACEVM03 | LAB SERVICES | Hewlett-Packard | ProLiant | DL380 G5 | HEPA633 | 2UX70401CZ |  |  | Nov 24 2014 4:32PM
San Francisco 601 Townsend | San Francisco 601 Townsend -> ESR 1 -> ROW E -> E.3 | E.3 | RU#18 | HSSAN02 | LAB SERVICES | Compaq | StorageWorks | MSA1000 | CMPQ234 |  |  |  | Nov 24 2014 4:32PM
San Francisco 601 Townsend | San Francisco 601 Townsend -> ESR 1 -> ROW E -> E.3 | E.3 | RU#17 | blanking panel |  | APC | NetShelter | AR8101BLK-1U | APC969 |  |  |  | Dec 8 2014 6:08PM
San Francisco 601 Townsend | San Francisco 601 Townsend -> ESR 1 -> ROW E -> E.3 | E.3 | RU#15 | HSNASL01 | LAB SERVICES | Compaq | StorageWorks | NAS B2000 | CMPQ389 | NA |  |  | Nov 24 2014 4:32PM
San Francisco 601 Townsend | San Francisco 601 Townsend -> ESR 1 -> ROW E -> E.3 | E.3 | RU#12 | HSSAN02TRAY1 | LAB SERVICES | Hewlett-Packard | StorageWorks | DS2405 | HP795 |  |  |  | Nov 24 2014 4:32PM
San Francisco 601 Townsend | San Francisco 601 Townsend -> ESR 1 -> ROW E -> E.3 | E.3 | RU#10 | HSVCENTER | LAB SERVICES | Hewlett-Packard | ProLiant | DL380 G4 | HEPA156 | USX54001E1 |  |  | Nov 24 2014 4:32PM
San Francisco 601 Townsend | San Francisco 601 Townsend -> ESR 1 -> ROW E -> E.3 | E.3 | RU#09 | blanking panel |  | APC | NetShelter | AR8101BLK-1U | APC969 |  |  |  | Dec 8 2014 6:08PM
San Francisco 601 Townsend | San Francisco 601 Townsend -> ESR 1 -> ROW E -> E.3 | E.3 | RU#01 | blanking panel |  | APC | NetShelter | AR8101BLK-8U | APC972 |  |  |  | Dec 8 2014 6:08PM
San Francisco 601 Townsend | San Francisco 601 Townsend -> ESR 1 -> ROW E -> E.3 -> HSSAN02 | HSSAN02 | Slot#2 | LaserJet P2055dn |  | Hewlett-Packard | LaserJet | LaserJet P2055dn | HEPD402 |  |  |  | Nov 24 2014 4:32PM
San Francisco 601 Townsend | San Francisco 601 Townsend -> ESR 1 -> ROW E -> E.3 -> HSSAN02 | HSSAN02 | Slot#1 | LaserJet P2055dn |  | Hewlett-Packard | LaserJet | LaserJet P2055dn | HEPD402 |  |  |  | Nov 24 2014 4:32PM
San Francisco 601 Townsend | San Francisco 601 Townsend -> ESR 1 -> ROW E -> E.4 | E.4 | RU#44 | cable manager | LAB SERVICES | Panduit | PatchLink | WMP1E | PAND770 |  |  |  | Nov 24 2014 4:34PM
San Francisco 601 Townsend | San Francisco 601 Townsend -> ESR 1 -> ROW E -> E.4 | E.4 | RU#42 | patch panel | LAB SERVICES | Generic Equipment Set | Patch Panel | 2U 24-Port RJ45 Patch Panel | GENR977 |  |  |  | Nov 24 2014 4:34PM
San Francisco 601 Townsend | San Francisco 601 Townsend -> ESR 1 -> ROW E -> E.4 | E.4 | RU#41 | KVMSF-4 | LAB SERVICES | Raritan Computer | Dominion KX II | DKX2-432 | RCI152 |  |  | 10.59.0.80 | Nov 24 2014 4:34PM
San Francisco 601 Townsend | San Francisco 601 Townsend -> ESR 1 -> ROW E -> E.4 | E.4 | RU#40 | blanking panel |  | APC | NetShelter | AR8101BLK-1U | APC969 |  |  |  | Dec 8 2014 6:12PM
San Francisco 601 Townsend | San Francisco 601 Townsend -> ESR 1 -> ROW E -> E.4 | E.4 | RU#39 | MS1 | LAB SERVICES | Dell Computer | PowerEdge | PowerEdge 1950 (Close View) | DELL784 | B7WTXG1 |  |  | Nov 24 2014 4:34PM
San Francisco 601 Townsend | San Francisco 601 Townsend -> ESR 1 -> ROW E -> E.4 | E.4 | RU#38 | MS2 | LAB SERVICES | Dell Computer | PowerEdge | PowerEdge 1950 (Close View) | DELL784 | 67WTXG1 |  |  | Nov 24 2014 4:34PM
San Francisco 601 Townsend | San Francisco 601 Townsend -> ESR 1 -> ROW E -> E.4 | E.4 | RU#37 | MS3 | LAB SERVICES | Dell Computer | PowerEdge | PowerEdge 1950 (Close View) | DELL784 | G7WTXG1 |  |  | Nov 24 2014 4:34PM
San Francisco 601 Townsend | San Francisco 601 Townsend -> ESR 1 -> ROW E -> E.4 | E.4 | RU#36 | MS4 | LAB SERVICES | Dell Computer | PowerEdge | PowerEdge 1950 (Close View) | DELL784 | D7WTXG1 |  |  | Nov 24 2014 4:33PM
San Francisco 601 Townsend | San Francisco 601 Townsend -> ESR 1 -> ROW E -> E.4 | E.4 | RU#32 | blanking panel |  | APC | NetShelter | AR8101BLK-4U | APC971 |  |  |  | Dec 8 2014 6:12PM
San Francisco 601 Townsend | San Francisco 601 Townsend -> ESR 1 -> ROW E -> E.4 | E.4 | RU#31 | S7QASVRWIN01 | LAB SERVICES | Hewlett-Packard | ProLiant | DL 360 G5 | HEPA599 | CN7841A2AJ | 3097907 | 10.59.76.92 | Nov 24 2014 4:33PM
San Francisco 601 Townsend | San Francisco 601 Townsend -> ESR 1 -> ROW E -> E.4 | E.4 | RU#30 | S7QASVRLIN02 | LAB SERVICES | Hewlett-Packard | ProLiant | DL 360 G5 | HEPA599 | MXQ842A905 | 3097909 | 10.59.76.93 | Nov 24 2014 4:33PM
San Francisco 601 Townsend | San Francisco 601 Townsend -> ESR 1 -> ROW E -> E.4 | E.4 | RU#29 | S7QASVRLIN01 | LAB SERVICES | Hewlett-Packard | ProLiant | DL 360 G5 | HEPA599 | MXQ842A26X | 3097910 | 10.59.76.94 | Nov 24 2014 4:33PM
San Francisco 601 Townsend | San Francisco 601 Townsend -> ESR 1 -> ROW E -> E.4 | E.4 | RU#28 | blanking panel |  | APC | NetShelter | AR8101BLK-1U | APC969 |  |  |  | Dec 8 2014 6:12PM
San Francisco 601 Townsend | San Francisco 601 Townsend -> ESR 1 -> ROW E -> E.4 | E.4 | RU#24 | blanking panel |  | APC | NetShelter | AR8101BLK-4U | APC971 |  |  |  | Dec 8 2014 6:12PM
San Francisco 601 Townsend | San Francisco 601 Townsend -> ESR 1 -> ROW E -> E.4 | E.4 | RU#23 | PDU | LAB SERVICES | Generic Equipment Set | Generic Device | RM 10 Outlets | GENC016 |  |  |  | Nov 24 2014 4:33PM
San Francisco 601 Townsend | San Francisco 601 Townsend -> ESR 1 -> ROW E -> E.4 | E.4 | RU#22 | HSVSHERE01 |  | Dell Computer | PowerEdge | PowerEdge 1950 (Close View) | DELL784 | GLXH1G1 |  |  | Nov 24 2014 4:33PM
San Francisco 601 Townsend | San Francisco 601 Townsend -> ESR 1 -> ROW E -> E.4 | E.4 | RU#21 | HSESX19 |  | Dell Computer | PowerEdge | PowerEdge 1950 (Close View) | DELL784 | FLXH1G1 |  |  | Nov 24 2014 4:33PM
San Francisco 601 Townsend | San Francisco 601 Townsend -> ESR 1 -> ROW E -> E.4 | E.4 | RU#17 | blanking panel |  | APC | NetShelter | AR8101BLK-4U | APC971 |  |  |  | Dec 8 2014 6:12PM
San Francisco 601 Townsend | San Francisco 601 Townsend -> ESR 1 -> ROW E -> E.4 | E.4 | RU#09 | blanking panel |  | APC | NetShelter | AR8101BLK-8U | APC972 |  |  |  | Dec 8 2014 6:12PM
San Francisco 601 Townsend | San Francisco 601 Townsend -> ESR 1 -> ROW E -> E.4 | E.4 | RU#01 | blanking panel |  | APC | NetShelter | AR8101BLK-8U | APC972 |  |  |  | Dec 8 2014 6:12PM
San Francisco 601 Townsend | San Francisco 601 Townsend -> ESR 1 -> ROW E -> E.6 | E.6 | RU#44 | cable manager | LAB SERVICES | Panduit | PatchLink | WMP1E | PAND770 |  |  |  | Nov 24 2014 4:34PM
San Francisco 601 Townsend | San Francisco 601 Townsend -> ESR 1 -> ROW E -> E.6 | E.6 | RU#42 | patch panel | LAB SERVICES | Generic Equipment Set | Patch Panel | 2U 48-Port Fiber Patch Panel | GENR974 |  |  |  | Nov 24 2014 4:34PM
San Francisco 601 Townsend | San Francisco 601 Townsend -> ESR 1 -> ROW E -> E.6 | E.6 | RU#41 | PDU | LAB SERVICES | Generic Equipment Set | Generic Device | RM 10 Outlets | GENC016 |  |  |  | Nov 24 2014 4:34PM
San Francisco 601 Townsend | San Francisco 601 Townsend -> ESR 1 -> ROW E -> E.6 | E.6 | RU#40 | CONPERFAPP02 | LAB SERVICES | Hewlett-Packard | ProLiant | DL360 G7 | HEPK293 | USE132N108 | 3112136 |  | Nov 24 2014 5:40PM
San Francisco 601 Townsend | San Francisco 601 Townsend -> ESR 1 -> ROW E -> E.6 | E.6 | RU#39 | CONPERFAPP03 | LAB SERVICES | Hewlett-Packard | ProLiant | DL360 G7 | HEPK293 | USE132N10F | 3112137 |  | Nov 24 2014 5:40PM
San Francisco 601 Townsend | San Francisco 601 Townsend -> ESR 1 -> ROW E -> E.6 | E.6 | RU#38 | CONPERFAPP04 | LAB SERVICES | Hewlett-Packard | ProLiant | DL360 G7 | HEPK293 | USE132N107 | 3112138 |  | Nov 24 2014 5:40PM
San Francisco 601 Townsend | San Francisco 601 Townsend -> ESR 1 -> ROW E -> E.6 | E.6 | RU#37 | CONPERFAPP05 | LAB SERVICES | Hewlett-Packard | ProLiant | DL360 G7 | HEPK293 | USE132N10C | 3112139 |  | Nov 24 2014 5:37PM
San Francisco 601 Townsend | San Francisco 601 Townsend -> ESR 1 -> ROW E -> E.6 | E.6 | RU#36 | CONPERFAPP06 | LAB SERVICES | Hewlett-Packard | ProLiant | DL360 G7 | HEPK293 | USE132N10A | 3112140 |  | Nov 24 2014 5:37PM
San Francisco 601 Townsend | San Francisco 601 Townsend -> ESR 1 -> ROW E -> E.6 | E.6 | RU#35 | CONPERFAPP07 | LAB SERVICES | Hewlett-Packard | ProLiant | DL360 G7 | HEPK293 | USE132N10B | 3112141 |  | Nov 24 2014 5:37PM
San Francisco 601 Townsend | San Francisco 601 Townsend -> ESR 1 -> ROW E -> E.6 | E.6 | RU#34 | CONPERFAPP08 | LAB SERVICES | Hewlett-Packard | ProLiant | DL360 G7 | HEPK293 | USE132N10D | 3112142 |  | Nov 24 2014 5:38PM
San Francisco 601 Townsend | San Francisco 601 Townsend -> ESR 1 -> ROW E -> E.6 | E.6 | RU#33 | S7BUILDER | LAB SERVICES | Hewlett-Packard | ProLiant | DL 360 G5 | HEPA599 | USM72200XS |  |  | Nov 24 2014 4:34PM
San Francisco 601 Townsend | San Francisco 601 Townsend -> ESR 1 -> ROW E -> E.6 | E.6 | RU#32 | CONPERFAPP10 | LAB SERVICES | Hewlett-Packard | ProLiant | DL360 G7 | HEPK293 | USE132N10G | 3112144 |  | Nov 24 2014 5:38PM
San Francisco 601 Townsend | San Francisco 601 Townsend -> ESR 1 -> ROW E -> E.6 | E.6 | RU#31 | CONPERFCLNT01 |  | Hewlett-Packard | ProLiant | DL160 G6 | HEPD973 | USE132N7BK |  | Unknown | Nov 24 2014 5:39PM
San Francisco 601 Townsend | San Francisco 601 Townsend -> ESR 1 -> ROW E -> E.6 | E.6 | RU#30 | CONPERFCLNT02 |  | Hewlett-Packard | ProLiant | DL160 G6 | HEPD973 | USE132N7BF |  | Unknown | Nov 24 2014 5:39PM
San Francisco 601 Townsend | San Francisco 601 Townsend -> ESR 1 -> ROW E -> E.6 | E.6 | RU#29 | CONPERFCLNT03 |  | Hewlett-Packard | ProLiant | DL160 G6 | HEPD973 | USE132N7BC |  | Unknown | Nov 24 2014 5:39PM
San Francisco 601 Townsend | San Francisco 601 Townsend -> ESR 1 -> ROW E -> E.6 | E.6 | RU#28 | CONPERFCLNT04 | LAB SERVICES | Hewlett-Packard | ProLiant | DL160se G6 - SFF | HEPK056 | USE132N7BD |  | Unknown | Nov 24 2014 5:37PM
San Francisco 601 Townsend | San Francisco 601 Townsend -> ESR 1 -> ROW E -> E.6 | E.6 | RU#27 | CONPERFCLNT05 | LAB SERVICES | Hewlett-Packard | ProLiant | DL160se G6 - SFF | HEPK056 | USE132N7BJ |  | Unknown | Nov 24 2014 5:37PM
San Francisco 601 Townsend | San Francisco 601 Townsend -> ESR 1 -> ROW E -> E.6 | E.6 | RU#26 | CONPERFCLNT06 | LAB SERVICES | Hewlett-Packard | ProLiant | DL160se G6 - SFF | HEPK056 | USE132N7BB |  | Unknown | Nov 24 2014 5:37PM
San Francisco 601 Townsend | San Francisco 601 Townsend -> ESR 1 -> ROW E -> E.6 | E.6 | RU#25 | CONPERFCLNT07 | LAB SERVICES | Hewlett-Packard | ProLiant | DL160se G6 - SFF | HEPK056 | USE132N7BA |  | Unknown | Nov 24 2014 5:37PM
San Francisco 601 Townsend | San Francisco 601 Townsend -> ESR 1 -> ROW E -> E.6 | E.6 | RU#24 | FPLAYERBUILD-MASTER | LAB SERVICES | Apple Computer | Xserve | G5 | APPL015 | G87193YZV2Q |  |  | Nov 24 2014 4:34PM
San Francisco 601 Townsend | San Francisco 601 Townsend -> ESR 1 -> ROW E -> E.6 | E.6 | RU#23 | CONPERFCLNT08 | LAB SERVICES | Hewlett-Packard | ProLiant | DL160se G6 - SFF | HEPK056 | USE132N7BH | 3112152 |  | Nov 24 2014 5:37PM
San Francisco 601 Townsend | San Francisco 601 Townsend -> ESR 1 -> ROW E -> E.6 | E.6 | RU#22 | CONPERFCLNT09 | LAB SERVICES | Hewlett-Packard | ProLiant | DL160se G6 - SFF | HEPK056 | USE132N7BG | 3112153 |  | Nov 24 2014 5:37PM
San Francisco 601 Townsend | San Francisco 601 Townsend -> ESR 1 -> ROW E -> E.6 | E.6 | RU#20 | CONPERFDB03 | LAB SERVICES | Hewlett-Packard | ProLiant | DL380 G7-SFF | HEPK280 | USE132NBA5 | 3112131 |  | Nov 24 2014 5:40PM
San Francisco 601 Townsend | San Francisco 601 Townsend -> ESR 1 -> ROW E -> E.6 | E.6 | RU#18 | CONPERFDB04 | LAB SERVICES | Hewlett-Packard | ProLiant | DL380 G7-SFF | HEPK280 | USE132NBA4 | 3112132 |  | Nov 24 2014 5:40PM
San Francisco 601 Townsend | San Francisco 601 Townsend -> ESR 1 -> ROW E -> E.6 | E.6 | RU#16 | CONPERFDB05 | LAB SERVICES | Hewlett-Packard | ProLiant | DL380 G7-SFF | HEPK280 | USE132NBA6 | 3112133 |  | Nov 24 2014 5:39PM
San Francisco 601 Townsend | San Francisco 601 Townsend -> ESR 1 -> ROW E -> E.6 | E.6 | RU#13 | CONPERFDB06 | LAB SERVICES | Hewlett-Packard | ProLiant | DL380 G7-SFF | HEPK280 | USE132NBA3 | 3112134 |  | Nov 24 2014 5:39PM
San Francisco 601 Townsend | San Francisco 601 Townsend -> ESR 1 -> ROW E -> E.6 | E.6 | RU#11 | CPRODB | LAB SERVICES | Hewlett-Packard | ProLiant | DL380 G5 | HEPA633 | 2UX9040B15 | 3098498 | 10.59.3.198 | Nov 24 2014 5:22PM
San Francisco 601 Townsend | San Francisco 601 Townsend -> ESR 1 -> ROW E -> E.6 | E.6 | RU#09 | CONNECTQEESX17 | LAB SERVICES | Hewlett-Packard | ProLiant | DL380 G6 - SFF | HEPD897 | 2UX006053H | 3104541 | 10.59.74.70 - 73, 10.59.12.145 | Nov 24 2014 5:42PM
San Francisco 601 Townsend | San Francisco 601 Townsend -> ESR 1 -> ROW E -> E.6 | E.6 | RU#07 | CONPERFDB02 | LAB SERVICES | Hewlett-Packard | ProLiant | DL380 G7-SFF | HEPK280 | USE132NBA2 | 3112130 |  | Nov 24 2014 5:40PM
San Francisco 601 Townsend | San Francisco 601 Townsend -> ESR 1 -> ROW E -> E.6 | E.6 | RU#05 | CONPERFDB01 | LAB SERVICES | Hewlett-Packard | ProLiant | DL380 G7-SFF | HEPK280 | USE132NBA1 | 3112129 |  | Nov 24 2014 5:40PM
San Francisco 601 Townsend | San Francisco 601 Townsend -> ESR 1 -> ROW F -> F.1 | F.1 | RU#45 | PDU | LAB SERVICES | Generic Equipment Set | Generic Device | RM 10 Outlets | GENC016 |  |  |  | Nov 24 2014 4:36PM
San Francisco 601 Townsend | San Francisco 601 Townsend -> ESR 1 -> ROW F -> F.1 | F.1 | RU#44 | 601T-ESRILOSWD | NETWORK SERVICES | Cisco Systems | Catalyst 2960 | WS-C2960-48TC-L | CICO343 | F0C1224Y4TJ |  |  | Nov 24 2014 4:36PM
San Francisco 601 Townsend | San Francisco 601 Townsend -> ESR 1 -> ROW F -> F.1 | F.1 | RU#43 | SF601T-ESR1F1S01 | NETWORK SERVICES | Cisco Systems | Catalyst 4900 | WS-C4948E-F | CSCY593 | CAT1711S3VS |  | 10.59.0.56 | Nov 24 2014 4:36PM
San Francisco 601 Townsend | San Francisco 601 Townsend -> ESR 1 -> ROW F -> F.1 | F.1 | RU#42 | blanking panel |  | APC | NetShelter | AR8101BLK-1U | APC969 |  |  |  | Nov 24 2014 4:36PM
San Francisco 601 Townsend | San Francisco 601 Townsend -> ESR 1 -> ROW F -> F.1 | F.1 | RU#41 | S7OTTO | LAB SERVICES | Hewlett-Packard | ProLiant | 411360-001 | HEPA951 | MXQ73902AT |  |  | Nov 24 2014 4:36PM
San Francisco 601 Townsend | San Francisco 601 Townsend -> ESR 1 -> ROW F -> F.1 | F.1 | RU#40 | S7SAN DIEGO-IS | LAB SERVICES | Hewlett-Packard | ProLiant | 411360-001 | HEPA951 | MXQ73503VW |  |  | Nov 24 2014 4:36PM
San Francisco 601 Townsend | San Francisco 601 Townsend -> ESR 1 -> ROW F -> F.1 | F.1 | RU#39 | S7LOS ANGELES-IS | LAB SERVICES | Hewlett-Packard | ProLiant | 411360-001 | HEPA951 | MX073902BS |  |  | Nov 24 2014 4:36PM
San Francisco 601 Townsend | San Francisco 601 Townsend -> ESR 1 -> ROW F -> F.1 | F.1 | RU#38 | S7FARGO-IPS | LAB SERVICES | Hewlett-Packard | ProLiant | 411360-001 | HEPA951 | MX07330292 |  |  | Nov 24 2014 4:36PM
San Francisco 601 Townsend | San Francisco 601 Townsend -> ESR 1 -> ROW F -> F.1 | F.1 | RU#37 | S7SAINT PAUL-IPS | LAB SERVICES | Hewlett-Packard | ProLiant | 411360-001 | HEPA951 | MX073502LV |  |  | Nov 24 2014 4:36PM
San Francisco 601 Townsend | San Francisco 601 Townsend -> ESR 1 -> ROW F -> F.1 | F.1 | RU#36 | S7CHICAGO-IPS | LAB SERVICES | Hewlett-Packard | ProLiant | 411360-001 | HEPA951 | MXQ73502LW |  |  | Nov 24 2014 4:35PM
San Francisco 601 Townsend | San Francisco 601 Townsend -> ESR 1 -> ROW F -> F.1 | F.1 | RU#34 | blanking panel |  | APC | NetShelter | AR8101BLK-2U | APC970 |  |  |  | Nov 24 2014 4:35PM
San Francisco 601 Townsend | San Francisco 601 Townsend -> ESR 1 -> ROW F -> F.1 | F.1 | RU#33 | S7FMS01 | LAB SERVICES | Hewlett-Packard | ProLiant | DL 360 G5 | HEPA599 | MX083A5G9 |  |  | Nov 24 2014 4:35PM
San Francisco 601 Townsend | San Francisco 601 Townsend -> ESR 1 -> ROW F -> F.1 | F.1 | RU#32 | S7KONA-IPS | LAB SERVICES | Hewlett-Packard | ProLiant | DL 360 G5 | HEPA599 | MX083A5G5 |  |  | Nov 24 2014 4:35PM
San Francisco 601 Townsend | San Francisco 601 Townsend -> ESR 1 -> ROW F -> F.1 | F.1 | RU#31 | S7FUJI | LAB SERVICES | Hewlett-Packard | ProLiant | DL 360 G5 | HEPA599 | MXQ919A5T6 | 3098907 | 10.59.76.49 | Nov 24 2014 4:35PM
San Francisco 601 Townsend | San Francisco 601 Townsend -> ESR 1 -> ROW F -> F.1 | F.1 | RU#30 | S7CATALOG | LAB SERVICES | Hewlett-Packard | ProLiant | DL 360 G5 | HEPA599 | MXQ919A5SZ | 3098908 | 10.59.76.51 | Nov 24 2014 4:35PM
San Francisco 601 Townsend | San Francisco 601 Townsend -> ESR 1 -> ROW F -> F.1 | F.1 | RU#29 | blanking panel |  | APC | NetShelter | AR8101BLK-1U | APC969 |  |  |  | Nov 24 2014 4:35PM
San Francisco 601 Townsend | San Francisco 601 Townsend -> ESR 1 -> ROW F -> F.1 | F.1 | RU#27 | S7BERKELEY | LAB SERVICES | Hewlett-Packard | ProLiant | DL385 G6 | HEPD981 | 2UX9430208 | NA | 10.59.76.145 | Nov 24 2014 4:35PM
San Francisco 601 Townsend | San Francisco 601 Townsend -> ESR 1 -> ROW F -> F.1 | F.1 | RU#24 | S7BUILDER-WIN-64 | LAB SERVICES | Hewlett-Packard | ProLiant | DL380 G7-SFF | HEPK280 | USE111N7MB | 3110018 | NIC 10.59.76.127,ILO 10.59.76.128 | Nov 24 2014 5:36PM
San Francisco 601 Townsend | San Francisco 601 Townsend -> ESR 1 -> ROW F -> F.1 | F.1 | RU#22 | TYPEKIT-SPIDER-1 | LAB SERVICES | Dell Computer | PowerEdge R-Series | PowerEdge R710 (2.5 Inch HDD) | DELL965 | 3G721Q1 |  | 10.59.16.37 | Nov 24 2014 5:21PM
San Francisco 601 Townsend | San Francisco 601 Townsend -> ESR 1 -> ROW F -> F.1 | F.1 | RU#21 | S7BADWATERBASIN |  | Hewlett-Packard | ProLiant | DL360 G7 | HEPK293 | MXQ2410D96 |  |  | Nov 24 2014 5:25PM
San Francisco 601 Townsend | San Francisco 601 Townsend -> ESR 1 -> ROW F -> F.1 | F.1 | RU#20 | S7BERN | LAB SERVICES | Hewlett-Packard | ProLiant | 655651-B21 | HEPC785 | MXQ3380CPY | 6043414 | 10.59.76.14, 10.59.12.14 | Nov 24 2014 5:20PM
San Francisco 601 Townsend | San Francisco 601 Townsend -> ESR 1 -> ROW F -> F.1 | F.1 | RU#19 | S7CATALOG2 | LAB SERVICES | Hewlett-Packard | ProLiant | 655651-B21 | HEPC785 | MXQ33705MG | 6043413 | 10.59.76.13, 10.59.12.13 | Nov 24 2014 5:20PM
San Francisco 601 Townsend | San Francisco 601 Townsend -> ESR 1 -> ROW F -> F.1 | F.1 | RU#18 | S7COTATI | LAB SERVICES | Hewlett-Packard | ProLiant | DL360 G7 | HEPK293 | MXQ1270CPS | 3112565 | 10.59.76.154, 10.59.76.155 | Nov 24 2014 5:38PM
San Francisco 601 Townsend | San Francisco 601 Townsend -> ESR 1 -> ROW F -> F.1 | F.1 | RU#17 | S7DADE | LAB SERVICES | Hewlett-Packard | ProLiant | DL360 G7 | HEPK293 | MXQ20102VL | 3115585 | 10.59.76.159, ilo-10.59.12.239 | Nov 24 2014 5:39PM
San Francisco 601 Townsend | San Francisco 601 Townsend -> ESR 1 -> ROW F -> F.1 | F.1 | RU#16 | S7DENALI | LAB SERVICES | Hewlett-Packard | ProLiant | DL360 G6 | HEPD899 | MXQ0500GLQ | 3109657 | 10.59.76.125 AND 10.59.76.126 ILO | Nov 24 2014 5:36PM
San Francisco 601 Townsend | San Francisco 601 Townsend -> ESR 1 -> ROW F -> F.1 | F.1 | RU#15 | S7KYOTO |  | Hewlett-Packard | ProLiant | DL360 G7 | HEPK293 | MXQ2410D8K |  |  | Nov 24 2014 5:25PM
San Francisco 601 Townsend | San Francisco 601 Townsend -> ESR 1 -> ROW F -> F.1 | F.1 | RU#14 | TYPEKIT-CI-1 | LAB SERVICES | Dell Computer | PowerEdge R-Series | PowerEdge R210 | DELC417 | G1J2BP1 |  | 10.59.16.36 | Nov 24 2014 5:21PM
San Francisco 601 Townsend | San Francisco 601 Townsend -> ESR 1 -> ROW F -> F.1 | F.1 | RU#13 | S7MIRAMAR | LAB SERVICES | Hewlett-Packard | ProLiant | DL360 G7 | HEPK293 |  | 3111690 | 10.59.76.150, 10.59.76.151 | Nov 24 2014 5:38PM
San Francisco 601 Townsend | San Francisco 601 Townsend -> ESR 1 -> ROW F -> F.1 | F.1 | RU#12 | S7MIAMI | LAB SERVICES | Hewlett-Packard | ProLiant | DL360 G7 | HEPK293 | MXQ20102R3 | 3115586 | 10.59.76.158, ilo-10.59.12.238 | Nov 24 2014 5:39PM
San Francisco 601 Townsend | San Francisco 601 Townsend -> ESR 1 -> ROW F -> F.1 | F.1 | RU#11 | S7NEWYORK | LAB SERVICES | Hewlett-Packard | ProLiant | DL360 G6 | HEPD899 | MXQ01102GA | 3104499 |  | Nov 24 2014 5:33PM
San Francisco 601 Townsend | San Francisco 601 Townsend -> ESR 1 -> ROW F -> F.1 | F.1 | RU#10 | S7PORTO |  | Hewlett-Packard | ProLiant | DL360 G6 | HEPD899 | MXQ01301D4 | 6007676 |  | Nov 24 2014 5:33PM
San Francisco 601 Townsend | San Francisco 601 Townsend -> ESR 1 -> ROW F -> F.1 | F.1 | RU#09 | S7SONOMA | LAB SERVICES | Hewlett-Packard | ProLiant | DL360 G7 | HEPK293 | MXQ1270CQR | 3112564 | 10.59.76.156, 10.59.76.157 | Nov 24 2014 5:38PM
San Francisco 601 Townsend | San Francisco 601 Townsend -> ESR 1 -> ROW F -> F.1 | F.1 | RU#08 | S7WEOTT | LAB SERVICES | Hewlett-Packard | ProLiant | 654081-B21 | HEPC786 | MXQ32302DL |  | s7weott.macromedia.com - 10.59.76.169,s7weott-ilo.macromedia.com - 10.59.12.241 | Nov 24 2014 5:15PM
San Francisco 601 Townsend | San Francisco 601 Townsend -> ESR 1 -> ROW F -> F.1 | F.1 | RU#07 | S7BUDAPEST | LAB SERVICES | Hewlett-Packard | ProLiant | DL 365-G1 | HEPD519 | MXQ815A3N6 |  | 10.59.76.116 | Nov 24 2014 5:33PM
San Francisco 601 Townsend | San Francisco 601 Townsend -> ESR 1 -> ROW F -> F.1 | F.1 | RU#05 | S7BEIJING | LAB SERVICES | Hewlett-Packard | ProLiant | DL385 G6 - SFF | HEPK057 | 2M2039005C | 3108917 | 10.59.76.121 AND 122 | Nov 24 2014 5:36PM
San Francisco 601 Townsend | San Francisco 601 Townsend -> ESR 1 -> ROW F -> F.1 | F.1 | RU#03 | S7IPSFILE | LAB SERVICES | Hewlett-Packard | ProLiant | DL380 G7-SFF | HEPK280 | 2M213302FU |  | 10.59.76.128, ilo-10.59.76.129 | Nov 24 2014 5:38PM
San Francisco 601 Townsend | San Francisco 601 Townsend -> ESR 1 -> ROW F -> F.1 | F.1 | RU#02 | S7NAPA | LAB SERVICES | Hewlett-Packard | ProLiant | 654081-B21 | HEPC786 | MXQ3040FQY | 3122459 | 10.59.76.166 , 10.59.76.167 | Nov 24 2014 5:26PM
San Francisco 601 Townsend | San Francisco 601 Townsend -> ESR 1 -> ROW F -> F.1 | F.1 | RU#01 | S7SANTAROSA | LAB SERVICES | Hewlett-Packard | ProLiant | 654081-B21 | HEPC786 | MXQ3040FS2 | 3122460 | 10.59.76.164, 10.59.76.165 | Nov 24 2014 5:26PM
San Francisco 601 Townsend | San Francisco 601 Townsend -> ESR 1 -> ROW F -> F.2 | F.2 | RU#44 | patch panel | LAB SERVICES | Generic Equipment Set | 1100CAT5 | Patch Panel 48-Port | GENR674 |  |  |  | Nov 24 2014 4:39PM
San Francisco 601 Townsend | San Francisco 601 Townsend -> ESR 1 -> ROW F -> F.2 | F.2 | RU#43 | SF601T-ESR1F2S01 | NETWORK SERVICES | Cisco Systems | Catalyst 4900 | WS-C4948E-F | CSCY593 | CAT1710S260 |  | 10.59.0.57 | Nov 24 2014 4:39PM
San Francisco 601 Townsend | San Francisco 601 Townsend -> ESR 1 -> ROW F -> F.2 | F.2 | RU#42 | blanking panel |  | APC | NetShelter | AR8101BLK-1U | APC969 |  |  |  | Nov 24 2014 4:39PM
San Francisco 601 Townsend | San Francisco 601 Townsend -> ESR 1 -> ROW F -> F.2 | F.2 | RU#40 | blanking panel |  | APC | NetShelter | AR8101BLK-2U | APC970 |  |  |  | Nov 24 2014 4:39PM
San Francisco 601 Townsend | San Francisco 601 Townsend -> ESR 1 -> ROW F -> F.2 | F.2 | RU#36 | S7BIGIP | LAB SERVICES | F5 Networks | BIG-IP | BIG/ip LB | F5LA109 |  |  |  | Nov 24 2014 4:39PM
San Francisco 601 Townsend | San Francisco 601 Townsend -> ESR 1 -> ROW F -> F.2 | F.2 | RU#35 | shelf |  | Hewlett-Packard | Shelf | J1520D | HEPA071 |  |  |  | Nov 24 2014 4:39PM
San Francisco 601 Townsend | San Francisco 601 Townsend -> ESR 1 -> ROW F -> F.2 | F.2 | RU#34 | S7PRAGUE | LAB SERVICES | Hewlett-Packard | ProLiant | DL 360 G5 | HEPA599 | USM72200Y7 |  |  | Nov 24 2014 4:39PM
San Francisco 601 Townsend | San Francisco 601 Townsend -> ESR 1 -> ROW F -> F.2 | F.2 | RU#33 | S7DUBLIN | LAB SERVICES | Hewlett-Packard | ProLiant | DL 360 G5 | HEPA599 | USM6390403 |  |  | Nov 24 2014 4:39PM
San Francisco 601 Townsend | San Francisco 601 Townsend -> ESR 1 -> ROW F -> F.2 | F.2 | RU#31 | S7MOSCOW | LAB SERVICES | Hewlett-Packard | ProLiant | DL380 G4 | HEPA156 | USE606N6J1 |  |  | Nov 24 2014 4:39PM
San Francisco 601 Townsend | San Francisco 601 Townsend -> ESR 1 -> ROW F -> F.2 | F.2 | RU#30 | blanking panel |  | APC | NetShelter | AR8101BLK-1U | APC969 |  |  |  | Nov 24 2014 4:38PM
San Francisco 601 Townsend | San Francisco 601 Townsend -> ESR 1 -> ROW F -> F.2 | F.2 | RU#29 | S7ZURICH | LAB SERVICES | Hewlett-Packard | ProLiant | DL140 | HP931 | R425MF660002 |  |  | Nov 24 2014 4:38PM
San Francisco 601 Townsend | San Francisco 601 Townsend -> ESR 1 -> ROW F -> F.2 | F.2 | RU#26 | S7SAIGON | LAB SERVICES | Hewlett-Packard | ProLiant | DL385 G6 - SFF | HEPK057 | 2M2042024B | 3108918 | 10.59.76.119 AND 120 | Nov 24 2014 5:36PM
San Francisco 601 Townsend | San Francisco 601 Townsend -> ESR 1 -> ROW F -> F.2 | F.2 | RU#25 | S7Warsaw | LAB SERVICES | Hewlett-Packard | ProLiant | DL360 G6 | HEPD899 |  |  | 10.59.76.114 | Nov 24 2014 5:33PM
San Francisco 601 Townsend | San Francisco 601 Townsend -> ESR 1 -> ROW F -> F.2 | F.2 | RU#23 | S7LONDON | DIGITAL MARKETING | Hewlett-Packard | ProLiant | DL360 G7 | HEPK293 | MXQ22905KS | 3118138 | 10.59.76.27 | Nov 24 2014 4:38PM
San Francisco 601 Townsend | San Francisco 601 Townsend -> ESR 1 -> ROW F -> F.2 | F.2 | RU#21 | S7BELGRADE | LAB SERVICES | Hewlett-Packard | ProLiant | DL 360 G5 | HEPA599 | USM6390404 |  | usm72200yc | Nov 24 2014 4:38PM
San Francisco 601 Townsend | San Francisco 601 Townsend -> ESR 1 -> ROW F -> F.2 | F.2 | RU#20 | S7BERLIN | LAB SERVICES | Hewlett-Packard | ProLiant | DL 360 G5 | HEPA599 | usm72200yf |  | usm72200yf | Nov 24 2014 4:38PM
San Francisco 601 Townsend | San Francisco 601 Townsend -> ESR 1 -> ROW F -> F.2 | F.2 | RU#19 | S7HAMBURG | LAB SERVICES | Hewlett-Packard | ProLiant | DL 360 G5 | HEPA599 | usm72200y0 |  | usm72200y0 | Nov 24 2014 4:38PM
San Francisco 601 Townsend | San Francisco 601 Townsend -> ESR 1 -> ROW F -> F.2 | F.2 | RU#18 | S7KARNOLD2 | LAB SERVICES | Hewlett-Packard | ProLiant | DL 360 G5 | HEPA599 | usm72200yc |  | usm72200y7 | Nov 24 2014 4:38PM
San Francisco 601 Townsend | San Francisco 601 Townsend -> ESR 1 -> ROW F -> F.2 | F.2 | RU#17 | S7KIEV | LAB SERVICES | Hewlett-Packard | ProLiant | DL 360 G5 | HEPA599 | usm72200xt |  | usm72200xt | Nov 24 2014 4:38PM
San Francisco 601 Townsend | San Francisco 601 Townsend -> ESR 1 -> ROW F -> F.2 | F.2 | RU#16 | S7MADRID | LAB SERVICES | Hewlett-Packard | ProLiant | DL 360 G5 | HEPA599 | USM72200XZ |  | usm72200xz | Nov 24 2014 4:37PM
San Francisco 601 Townsend | San Francisco 601 Townsend -> ESR 1 -> ROW F -> F.2 | F.2 | RU#15 | S7EVEREST | LAB SERVICES | Hewlett-Packard | ProLiant | DL 360 G5 | HEPA599 | usm72200x7 |  | usm72200x7 | Nov 24 2014 4:37PM
San Francisco 601 Townsend | San Francisco 601 Townsend -> ESR 1 -> ROW F -> F.2 | F.2 | RU#14 | S7MUNICH | LAB SERVICES | Hewlett-Packard | ProLiant | DL 360 G5 | HEPA599 | usm72200y1 |  | usm72200y1 | Nov 24 2014 4:37PM
San Francisco 601 Townsend | San Francisco 601 Townsend -> ESR 1 -> ROW F -> F.2 | F.2 | RU#13 | S7OSLO | LAB SERVICES | Hewlett-Packard | ProLiant | DL 360 G5 | HEPA599 | usm72200y8 |  | usm72200y8 | Nov 24 2014 4:37PM
San Francisco 601 Townsend | San Francisco 601 Townsend -> ESR 1 -> ROW F -> F.2 | F.2 | RU#12 | S7PARIS | LAB SERVICES | Hewlett-Packard | ProLiant | DL 360 G5 | HEPA599 | USM72200XK |  | USM72200XK | Nov 24 2014 4:37PM
San Francisco 601 Townsend | San Francisco 601 Townsend -> ESR 1 -> ROW F -> F.2 | F.2 | RU#11 | S7QAIPSSVR5 | LAB SERVICES | Hewlett-Packard | ProLiant | DL 360 G5 | HEPA599 | USM72200Y9 |  | usm7220079 | Nov 24 2014 4:37PM
San Francisco 601 Townsend | San Francisco 601 Townsend -> ESR 1 -> ROW F -> F.2 | F.2 | RU#10 | S7ROME | LAB SERVICES | Hewlett-Packard | ProLiant | DL 360 G5 | HEPA599 | USM72200WV |  | USM72200WV | Nov 24 2014 4:37PM
San Francisco 601 Townsend | San Francisco 601 Townsend -> ESR 1 -> ROW F -> F.2 | F.2 | RU#09 | S7SHASTA | LAB SERVICES | Hewlett-Packard | ProLiant | DL 360 G5 | HEPA599 | USM72200XY |  | usm72200xy | Nov 24 2014 4:37PM
San Francisco 601 Townsend | San Francisco 601 Townsend -> ESR 1 -> ROW F -> F.2 | F.2 | RU#07 | blanking panel |  | APC | NetShelter | AR8101BLK-2U | APC970 |  |  |  | Nov 24 2014 4:37PM
San Francisco 601 Townsend | San Francisco 601 Townsend -> ESR 1 -> ROW F -> F.2 | F.2 | RU#05 | blanking panel |  | APC | NetShelter | AR8101BLK-2U | APC970 |  |  |  | Nov 24 2014 4:37PM
San Francisco 601 Townsend | San Francisco 601 Townsend -> ESR 1 -> ROW F -> F.2 | F.2 | RU#04 | blanking panel |  | APC | NetShelter | AR8101BLK-1U | APC969 |  |  |  | Nov 24 2014 4:37PM
San Francisco 601 Townsend | San Francisco 601 Townsend -> ESR 1 -> ROW F -> F.2 | F.2 | RU#03 | S7QASSL | NETWORK SERVICES | Barracuda Networks | Spam Firewall | Barracuda 300 | BRCD002 | BAR-BF-175955 | N/A | 10.59.76.72, 10.59.78.72 | Nov 24 2014 4:37PM
San Francisco 601 Townsend | San Francisco 601 Townsend -> ESR 1 -> ROW F -> F.2 | F.2 | RU#01 | S7WHITNEY | LAB SERVICES | Hewlett-Packard | ProLiant | DL380 G5 | HEPA633 | 2UX719025A |  |  | Nov 24 2014 4:36PM
San Francisco 601 Townsend | San Francisco 601 Townsend -> ESR 1 -> ROW F -> F.3 | F.3 | RU#45 | SF601T-ESR1F3S01 | NETWORK SERVICES | Cisco Systems | Catalyst 4900 | WS-C4948E-F | CSCY593 | CAT1711S3WD |  | 10.59.0.58 | Nov 24 2014 4:41PM
San Francisco 601 Townsend | San Francisco 601 Townsend -> ESR 1 -> ROW F -> F.3 | F.3 | RU#43 | cable manager | LAB SERVICES | Panduit | PatchLink | WMP1E | PAND770 |  |  |  | Nov 24 2014 4:40PM
San Francisco 601 Townsend | San Francisco 601 Townsend -> ESR 1 -> ROW F -> F.3 | F.3 | RU#42 | patch panel | LAB SERVICES | Generic Equipment Set | Patch Panel | 1U 24-Port RJ45 Patch Panel | GENR976 |  |  |  | Nov 24 2014 4:40PM
San Francisco 601 Townsend | San Francisco 601 Townsend -> ESR 1 -> ROW F -> F.3 | F.3 | RU#41 | PDU | LAB SERVICES | Generic Equipment Set | Generic Device | RM 10 Outlets | GENC016 |  |  |  | Nov 24 2014 4:40PM
San Francisco 601 Townsend | San Francisco 601 Townsend -> ESR 1 -> ROW F -> F.3 | F.3 | RU#36 | blanking panel |  | APC | NetShelter | AR8101BLK-4U | APC971 |  |  |  | Dec 8 2014 6:25PM
San Francisco 601 Townsend | San Francisco 601 Townsend -> ESR 1 -> ROW F -> F.3 | F.3 | RU#35 | S7LB |  | F5 Networks | FirePass | FirePass 1000 | F5LA023 | N/A | N/A | 10.59.76.XX/ 10.59.78.XX | Nov 24 2014 4:40PM
San Francisco 601 Townsend | San Francisco 601 Townsend -> ESR 1 -> ROW F -> F.3 | F.3 | RU#31 | S7MONITER | LAB SERVICES | Hewlett-Packard | ProLiant | DL380 G5 | HEPA633 | 2UX74204M3 |  |  | Nov 24 2014 4:40PM
San Francisco 601 Townsend | San Francisco 601 Townsend -> ESR 1 -> ROW F -> F.3 | F.3 | RU#29 | CONNECTQEESX02 | LAB SERVICES | Hewlett-Packard | ProLiant | DL380 G5 | HEPA633 | 2UX90305A8 | 3098456 | TBD | Nov 24 2014 4:40PM
San Francisco 601 Townsend | San Francisco 601 Townsend -> ESR 1 -> ROW F -> F.3 | F.3 | RU#27 | CONNECTQEESX03 | LAB SERVICES | Hewlett-Packard | ProLiant | DL380 G5 | HEPA633 | 2UX90305A1 | 3098456 | TBD | Nov 24 2014 4:40PM
San Francisco 601 Townsend | San Francisco 601 Townsend -> ESR 1 -> ROW F -> F.3 | F.3 | RU#25 | CONNECTQEESX04 | LAB SERVICES | Hewlett-Packard | ProLiant | DL380 G5 | HEPA633 | 2UX90400TV | 3098455 | TBD | Nov 24 2014 4:40PM
San Francisco 601 Townsend | San Francisco 601 Townsend -> ESR 1 -> ROW F -> F.3 | F.3 | RU#23 | CONNECTQEDB04 | LAB SERVICES | Hewlett-Packard | ProLiant | DL380 G5 | HEPA633 | 2UX9040B4U | 3098406 | 10.59.3.190 | Nov 24 2014 4:40PM
San Francisco 601 Townsend | San Francisco 601 Townsend -> ESR 1 -> ROW F -> F.3 | F.3 | RU#21 | CONNECTQEDB05 | LAB SERVICES | Hewlett-Packard | ProLiant | DL380 G5 | HEPA633 | 2UX84600E7 | 3098406 | 10.59.3.191 | Nov 24 2014 4:40PM
San Francisco 601 Townsend | San Francisco 601 Townsend -> ESR 1 -> ROW F -> F.3 | F.3 | RU#19 | CONNECTQEDB06 | LAB SERVICES | Hewlett-Packard | ProLiant | DL380 G5 | HEPA633 | 2UX84705EY | 3098406 | 10.59.3.192 | Nov 24 2014 4:40PM
San Francisco 601 Townsend | San Francisco 601 Townsend -> ESR 1 -> ROW F -> F.3 | F.3 | RU#18 | S7BUFFALO-IPS | LAB SERVICES | Hewlett-Packard | ProLiant | DL 360 G5 | HEPA599 | MXQ847A0R8 | 3098531 | 10.59.76.67 | Nov 24 2014 4:40PM
San Francisco 601 Townsend | San Francisco 601 Townsend -> ESR 1 -> ROW F -> F.3 | F.3 | RU#15 | WIN-AGENT186 |  | Hewlett-Packard | ProLiant | DL380 G6 - LFF | HEPD898 | USE007N22G | 3103952 | 10.59.16.122 | Nov 24 2014 5:32PM
San Francisco 601 Townsend | San Francisco 601 Townsend -> ESR 1 -> ROW F -> F.3 | F.3 | RU#14 | S7BERMUDA | NETWORK SERVICES | Hewlett-Packard | ProLiant | DL 360 G5 | HEPA599 | MXQ851A5WU |  | 10.59.76.41 | Nov 24 2014 4:39PM
San Francisco 601 Townsend | San Francisco 601 Townsend -> ESR 1 -> ROW F -> F.3 | F.3 | RU#13 | S7JIRA | LAB SERVICES | Hewlett-Packard | ProLiant | DL 360 G5 | HEPA599 | MXQ932A4ZU | 3099501 | 10.59.76.76 | Nov 24 2014 4:39PM
San Francisco 601 Townsend | San Francisco 601 Townsend -> ESR 1 -> ROW F -> F.3 | F.3 | RU#12 | S7CONTROL | LAB SERVICES | Hewlett-Packard | ProLiant | DL 360 G5 | HEPA599 | MXQ933A0R5 | 3099500 | 10.59.76.78 | Nov 24 2014 4:39PM
San Francisco 601 Townsend | San Francisco 601 Townsend -> ESR 1 -> ROW F -> F.3 | F.3 | RU#09 | BC-SF-DB-TEST01 | DREAMWEAVER | Dell Computer | PowerEdge R-Series | PowerEdge R805 | DELC169 | G0FJZL1 |  | Nic1-10.59.4.249, Nic2-10.59.4.102 | Nov 24 2014 5:33PM
San Francisco 601 Townsend | San Francisco 601 Townsend -> ESR 1 -> ROW F -> F.3 | F.3 | RU#08 | S7BRUSSELLS | LAB SERVICES | Hewlett-Packard | ProLiant | DL360 G6 | HEPD899 | MXQ01102FU | 3104408 |  | Nov 24 2014 5:33PM
San Francisco 601 Townsend | San Francisco 601 Townsend -> ESR 1 -> ROW F -> F.3 | F.3 | RU#07 | S7PORTLAND | LAB SERVICES | Hewlett-Packard | ProLiant | 655651-B21 | HEPC785 | MXQ31003T7 |  | NIC1 10.59.76.165.ILO 10.59.12.112 | Nov 24 2014 5:36PM
San Francisco 601 Townsend | San Francisco 601 Townsend -> ESR 1 -> ROW F -> F.3 | F.3 | RU#06 | S7TOPANGA | LAB SERVICES | Hewlett-Packard | ProLiant | DL360 G7 | HEPK293 | MXQ1270CMC | 3111689 | 10.59.76.152, 10.59.76.153 | Nov 24 2014 5:38PM
San Francisco 601 Townsend | San Francisco 601 Townsend -> ESR 1 -> ROW F -> F.3 | F.3 | RU#05 | S7LISBON | LAB SERVICES | Hewlett-Packard | ProLiant | DL360 G6 | HEPD899 | MXQ01102HC | 6007665 |  | Nov 24 2014 5:33PM
San Francisco 601 Townsend | San Francisco 601 Townsend -> ESR 1 -> ROW F -> F.3 | F.3 | RU#04 | CONNECTQE42 | SERVER SERVICES | Hewlett-Packard | ProLiant | DL320 G5p | HEPD383 | MX2902021N | 3098406 | 10.59.3.46 | Nov 24 2014 5:18PM
San Francisco 601 Townsend | San Francisco 601 Townsend -> ESR 1 -> ROW F -> F.3 | F.3 | RU#03 | CONNECTQE43 | SERVER SERVICES | Hewlett-Packard | ProLiant | DL320 G5p | HEPD383 | MX284800BW | 3098406 | 10.59.3.50 | Nov 24 2014 5:18PM
San Francisco 601 Townsend | San Francisco 601 Townsend -> ESR 1 -> ROW F -> F.3 | F.3 | RU#02 | CONNECTQE44 | SERVER SERVICES | Hewlett-Packard | ProLiant | DL320 G5p | HEPD383 | MX284800BX | 3098406 | 10.59.3.52 | Nov 24 2014 5:18PM
San Francisco 601 Townsend | San Francisco 601 Townsend -> ESR 1 -> ROW F -> F.3 | F.3 | RU#01 | CONNECTQE45 | SERVER SERVICES | Hewlett-Packard | ProLiant | DL320 G5p | HEPD383 | MX284800BY | 3098406 | 10.59.3.53 | Nov 24 2014 5:17PM
San Francisco 601 Townsend | San Francisco 601 Townsend -> ESR 1 -> ROW F -> F.4 | F.4 | RU#43 | cable manager | LAB SERVICES | Panduit | PatchLink | WMP1E | PAND770 |  |  |  | Nov 24 2014 4:42PM
San Francisco 601 Townsend | San Francisco 601 Townsend -> ESR 1 -> ROW F -> F.4 | F.4 | RU#42 | patch panel | LAB SERVICES | Generic Equipment Set | Patch Panel | 1U 24-Port RJ45 Patch Panel | GENR976 |  |  |  | Nov 24 2014 4:42PM
San Francisco 601 Townsend | San Francisco 601 Townsend -> ESR 1 -> ROW F -> F.4 | F.4 | RU#37 | CONNECTQE46 | SERVER SERVICES | Hewlett-Packard | ProLiant | DL320 G5p | HEPD383 | MX290202IZ | 3098406 | 10.59.3.55 | Nov 24 2014 5:17PM
San Francisco 601 Townsend | San Francisco 601 Townsend -> ESR 1 -> ROW F -> F.4 | F.4 | RU#36 | CONNECTQE23 | LAB SERVICES | Hewlett-Packard | ProLiant | DL 360 G5 | HEPA599 | MXQ73601B8 |  |  | Nov 24 2014 4:42PM
San Francisco 601 Townsend | San Francisco 601 Townsend -> ESR 1 -> ROW F -> F.4 | F.4 | RU#35 | CONNECTQE22 | LAB SERVICES | Hewlett-Packard | ProLiant | DL 360 G5 | HEPA599 | MXQ736048A |  |  | Nov 24 2014 4:41PM
San Francisco 601 Townsend | San Francisco 601 Townsend -> ESR 1 -> ROW F -> F.4 | F.4 | RU#34 | CONNECTQE21 | LAB SERVICES | Hewlett-Packard | ProLiant | DL 360 G5 | HEPA599 | MXQ736048K |  |  | Nov 24 2014 4:41PM
San Francisco 601 Townsend | San Francisco 601 Townsend -> ESR 1 -> ROW F -> F.4 | F.4 | RU#33 | CONNECTQE50 | LAB SERVICES | Hewlett-Packard | ProLiant | DL320 G5p | HEPD383 | MX2849009H | 3098406 | 10.59.3.59 | Nov 24 2014 5:19PM
San Francisco 601 Townsend | San Francisco 601 Townsend -> ESR 1 -> ROW F -> F.4 | F.4 | RU#32 | CONNECTQE51 | LAB SERVICES | Hewlett-Packard | ProLiant | DL320 G5p | HEPD383 | MX284900A4 | 3098406 | 10.59.3.60 | Nov 24 2014 5:19PM
San Francisco 601 Townsend | San Francisco 601 Townsend -> ESR 1 -> ROW F -> F.4 | F.4 | RU#31 | ICONNECTT02 | LAB SERVICES | Hewlett-Packard | ProLiant | DL 360 G5 | HEPA599 | MXQ74001T6 |  |  | Nov 24 2014 4:41PM
San Francisco 601 Townsend | San Francisco 601 Townsend -> ESR 1 -> ROW F -> F.4 | F.4 | RU#30 | ICONNECTT03 | LAB SERVICES | Hewlett-Packard | ProLiant | DL 360 G5 | HEPA599 | USM4411013 |  |  | Nov 24 2014 4:41PM
San Francisco 601 Townsend | San Francisco 601 Townsend -> ESR 1 -> ROW F -> F.4 | F.4 | RU#29 | ICONNECTT04 | LAB SERVICES | Hewlett-Packard | ProLiant | DL 360 G5 | HEPA599 | USM635002X |  |  | Nov 24 2014 4:41PM
San Francisco 601 Townsend | San Francisco 601 Townsend -> ESR 1 -> ROW F -> F.4 | F.4 | RU#27 | CONNECTQEESX07 | LAB SERVICES | Hewlett-Packard | ProLiant | DL380 G5 | HEPA633 | 2UX9270327 | 3099460 | 10.59.3.246 | Nov 24 2014 4:41PM
San Francisco 601 Townsend | San Francisco 601 Townsend -> ESR 1 -> ROW F -> F.4 | F.4 | RU#25 | CONNECTQEESX08 | LAB SERVICES | Hewlett-Packard | ProLiant | DL380 G5 | HEPA633 | 2UX92702ZB | 3099459 | 10.59.3.248 | Nov 24 2014 4:41PM
San Francisco 601 Townsend | San Francisco 601 Townsend -> ESR 1 -> ROW F -> F.4 | F.4 | RU#24 | CONNECTQE53 | LAB SERVICES | Hewlett-Packard | ProLiant | DL320 G5p | HEPD383 | MX284900A6 | 3098406 | 10.59.3.78 | Nov 24 2014 5:19PM
San Francisco 601 Townsend | San Francisco 601 Townsend -> ESR 1 -> ROW F -> F.4 | F.4 | RU#23 | CONNECTQE54 | LAB SERVICES | Hewlett-Packard | ProLiant | DL320 G5p | HEPD383 | MX2849009Y | 3098406 | 10.59.3.81 | Nov 24 2014 5:19PM
San Francisco 601 Townsend | San Francisco 601 Townsend -> ESR 1 -> ROW F -> F.4 | F.4 | RU#22 | CONNECTQE56 | LAB SERVICES | Hewlett-Packard | ProLiant | DL320 G5p | HEPD383 | MX290600RF | 3098406 | 10.59.3.95 | Nov 24 2014 5:22PM
San Francisco 601 Townsend | San Francisco 601 Townsend -> ESR 1 -> ROW F -> F.4 | F.4 | RU#21 | CONNECTQE58 | LAB SERVICES | Hewlett-Packard | ProLiant | DL320 G5p | HEPD383 | MX2849009S | 3098406 | 10.59.3.141 | Nov 24 2014 5:22PM
San Francisco 601 Townsend | San Francisco 601 Townsend -> ESR 1 -> ROW F -> F.4 | F.4 | RU#20 | CONNECTQE59 | LAB SERVICES | Hewlett-Packard | ProLiant | DL320 G5p | HEPD383 | MX2849009R | 3098406 | 10.59.3.187 | Nov 24 2014 5:22PM
San Francisco 601 Townsend | San Francisco 601 Townsend -> ESR 1 -> ROW F -> F.4 | F.4 | RU#19 | CONNECTQE60 | LAB SERVICES | Hewlett-Packard | ProLiant | DL320 G5p | HEPD383 | MX284900A5 | 3098406 | 10.59.3.188 | Nov 24 2014 5:22PM
San Francisco 601 Townsend | San Francisco 601 Townsend -> ESR 1 -> ROW F -> F.4 | F.4 | RU#17 | CONNECTQEDB08 | LAB SERVICES | Hewlett-Packard | ProLiant | DL380 G5 | HEPA633 | 2UX84600E9 | 3098406 | 10.59.3.194 | Nov 24 2014 5:22PM
San Francisco 601 Townsend | San Francisco 601 Townsend -> ESR 1 -> ROW F -> F.4 | F.4 | RU#15 | Uno2-OFF 3-13-2009 | LAB SERVICES | Hewlett-Packard | ProLiant | DL380 G5 | HEPA633 | UNKNOWN |  |  | Nov 24 2014 4:41PM
San Francisco 601 Townsend | San Francisco 601 Townsend -> ESR 1 -> ROW F -> F.4 | F.4 | RU#12 | CONNECTQE55 | LAB SERVICES | Hewlett-Packard | ProLiant | DL320 G5p | HEPD383 | MX284900A1 | 3098406 | 10.59.3.94 | Nov 24 2014 5:22PM
San Francisco 601 Townsend | San Francisco 601 Townsend -> ESR 1 -> ROW F -> F.4 | F.4 | RU#09 | UNO1 | LAB SERVICES | Cisco Systems | MCS 7800 | MCS-7835-1000 | CISO197 | EA3TMKP22K |  |  | Nov 24 2014 4:41PM
San Francisco 601 Townsend | San Francisco 601 Townsend -> ESR 2 -> ROW A -> A.1 | A.1 | RU#36 | cable manager |  | Panduit | PatchLink | WMPH2E | PAND773 |  |  |  | Nov 24 2014 5:15PM
San Francisco 601 Townsend | San Francisco 601 Townsend -> ESR 2 -> ROW A -> A.1 | A.1 | RU#34 | blanking panel |  | APC | NetShelter | AR8101BLK-1U | APC969 |  |  |  | Dec 8 2014 6:32PM
San Francisco 601 Townsend | San Francisco 601 Townsend -> ESR 2 -> ROW A -> A.1 | A.1 | RU#30 | FPBLD28-PC | LAB SERVICES | Hewlett-Packard | ProLiant | DL380 G7-SFF | HEPK280 | USE107N0ZZ | 3109811 | 10.59.4.118, 10.59.12.171 | Nov 24 2014 5:15PM
San Francisco 601 Townsend | San Francisco 601 Townsend -> ESR 2 -> ROW A -> A.1 | A.1 | RU#24 | blanking panel |  | APC | NetShelter | AR8101BLK-2U | APC970 |  |  |  | Nov 24 2014 5:14PM
San Francisco 601 Townsend | San Francisco 601 Townsend -> ESR 2 -> ROW A -> A.1 | A.1 | RU#20 | blanking panel |  | APC | NetShelter | AR8101BLK-4U | APC971 |  |  |  | Nov 24 2014 5:14PM
San Francisco 601 Townsend | San Francisco 601 Townsend -> ESR 2 -> ROW A -> A.1 | A.1 | RU#19 | WIN-AGENT162 | LAB SERVICES | Hewlett-Packard | ProLiant | DL320 G5p | HEPD383 | MX282801C3 |  |  | Nov 24 2014 5:14PM
San Francisco 601 Townsend | San Francisco 601 Townsend -> ESR 2 -> ROW A -> A.1 | A.1 | RU#17 | blanking panel |  | APC | NetShelter | AR8101BLK-2U | APC970 |  |  |  | Nov 24 2014 5:14PM
San Francisco 601 Townsend | San Francisco 601 Townsend -> ESR 2 -> ROW A -> A.1 | A.1 | RU#15 | Blanking Panel |  | APC | NetShelter | AR8101BLK-2U | APC970 |  |  |  | Feb 27 2015 4:23PM
San Francisco 601 Townsend | San Francisco 601 Townsend -> ESR 2 -> ROW A -> A.1 | A.1 | RU#08 | FPLAYERBUILD6-MAC | LAB SERVICES | Apple Computer | Xserve | Xserve | APPL078 | G88500HUX8T | 3098333 | 10.59.4.106 | Nov 24 2014 5:14PM
San Francisco 601 Townsend | San Francisco 601 Townsend -> ESR 2 -> ROW A -> A.1 | A.1 | RU#06 | Blanking Panel |  | APC | NetShelter | AR8101BLK-2U | APC970 |  |  |  | Feb 27 2015 4:23PM
San Francisco 601 Townsend | San Francisco 601 Townsend -> ESR 2 -> ROW A -> A.1 | A.1 | RU#04 | Blanking Panel |  | APC | NetShelter | AR8101BLK-2U | APC970 |  |  |  | Feb 27 2015 4:23PM
San Francisco 601 Townsend | San Francisco 601 Townsend -> ESR 2 -> ROW A -> A.1 | A.1 | RU#03 | blanking panel |  | APC | NetShelter | AR8101BLK-1U | APC969 |  |  |  | Nov 24 2014 5:14PM
San Francisco 601 Townsend | San Francisco 601 Townsend -> ESR 2 -> ROW A -> A.1 | A.1 | RU#01 | blanking panel |  | APC | NetShelter | AR8101BLK-2U | APC970 |  |  |  | Nov 24 2014 5:14PM
San Francisco 601 Townsend | San Francisco 601 Townsend -> ESR 2 -> ROW A -> A.2 | A.2 | RU#37 | MAC-AGENT106 | LAB SERVICES | Apple Computer | Xserve | Xserve | APPL078 | G88301FFX8S |  | 10.59.4.80 | Nov 24 2014 5:17PM
San Francisco 601 Townsend | San Francisco 601 Townsend -> ESR 2 -> ROW A -> A.2 | A.2 | RU#36 | MAC-AGENT107 | LAB SERVICES | Apple Computer | Xserve | Xserve | APPL078 | G88313PQX8S |  | 10.59.4.81 | Nov 24 2014 5:17PM
San Francisco 601 Townsend | San Francisco 601 Townsend -> ESR 2 -> ROW A -> A.2 | A.2 | RU#35 | blanking panel |  | APC | NetShelter | AR8101BLK-1U | APC969 |  |  |  | Nov 24 2014 5:17PM
San Francisco 601 Townsend | San Francisco 601 Townsend -> ESR 2 -> ROW A -> A.2 | A.2 | RU#33 | Blanking Panel |  | APC | NetShelter | AR8101BLK-2U | APC970 |  |  |  | Feb 27 2015 4:23PM
San Francisco 601 Townsend | San Francisco 601 Townsend -> ESR 2 -> ROW A -> A.2 | A.2 | RU#31 | MAC-AGENT112 | LAB SERVICES | Apple Computer | Xserve | Xserve | APPL078 | G88301FKX8S |  | 10.59.4.86 | Nov 24 2014 5:16PM
San Francisco 601 Townsend | San Francisco 601 Townsend -> ESR 2 -> ROW A -> A.2 | A.2 | RU#30 | MAC-AGENT113 | LAB SERVICES | Apple Computer | Xserve | Xserve | APPL078 | G88301FBX8S |  | 10.59.4.87 | Nov 24 2014 5:16PM
San Francisco 601 Townsend | San Francisco 601 Townsend -> ESR 2 -> ROW A -> A.2 | A.2 | RU#25 | FPBLD29-PC | LAB SERVICES | Hewlett-Packard | ProLiant | DL380 G7-SFF | HEPK280 | USE107N102 | 3109817 | 10.59.4.119, 10.59.12.172 | Nov 24 2014 5:16PM
San Francisco 601 Townsend | San Francisco 601 Townsend -> ESR 2 -> ROW A -> A.2 | A.2 | RU#23 | Blanking Panel |  | APC | NetShelter | AR8101BLK-2U | APC970 |  |  |  | Feb 27 2015 4:23PM
San Francisco 601 Townsend | San Francisco 601 Townsend -> ESR 2 -> ROW A -> A.2 | A.2 | RU#20 | blanking panel |  | APC | NetShelter | AR8101BLK-1U | APC969 |  |  |  | Nov 24 2014 5:16PM
San Francisco 601 Townsend | San Francisco 601 Townsend -> ESR 2 -> ROW A -> A.2 | A.2 | RU#18 | blanking panel |  | APC | NetShelter | AR8101BLK-2U | APC970 |  |  |  | Nov 24 2014 5:16PM
San Francisco 601 Townsend | San Francisco 601 Townsend -> ESR 2 -> ROW A -> A.2 | A.2 | RU#17 | shelf |  | Generic Equipment Set | Shelf | 19 Inch 1U Shelf | GENR944 |  |  |  | Nov 24 2014 5:15PM
San Francisco 601 Townsend | San Francisco 601 Townsend -> ESR 2 -> ROW A -> A.2 | A.2 | RU#16 | WIN-AGENT180 | LAB SERVICES | Hewlett-Packard | ProLiant | DL320 G5p | HEPD383 | MX290300WH | 3098394 | 10.59.4.178 | Nov 24 2014 5:15PM
San Francisco 601 Townsend | San Francisco 601 Townsend -> ESR 2 -> ROW A -> A.2 | A.2 | RU#13 | blanking panel |  | APC | NetShelter | AR8101BLK-2U | APC970 |  |  |  | Nov 24 2014 5:15PM
San Francisco 601 Townsend | San Francisco 601 Townsend -> ESR 2 -> ROW A -> A.2 | A.2 | RU#09 | blanking panel |  | APC | NetShelter | AR8101BLK-4U | APC971 |  |  |  | Nov 24 2014 5:15PM
San Francisco 601 Townsend | San Francisco 601 Townsend -> ESR 2 -> ROW A -> A.2 | A.2 | RU#01 | blanking panel |  | APC | NetShelter | AR8101BLK-8U | APC972 |  |  |  | Nov 24 2014 5:15PM
San Francisco 601 Townsend | San Francisco 601 Townsend -> ESR 2 -> ROW A -> A.3 | A.3 | RU#37 | blanking panel |  | APC | NetShelter | AR8101BLK-1U | APC969 |  |  |  | Nov 24 2014 5:18PM
San Francisco 601 Townsend | San Francisco 601 Townsend -> ESR 2 -> ROW A -> A.3 | A.3 | RU#35 | blanking panel |  | APC | NetShelter | AR8101BLK-2U | APC970 |  |  |  | Nov 24 2014 5:18PM
San Francisco 601 Townsend | San Francisco 601 Townsend -> ESR 2 -> ROW A -> A.3 | A.3 | RU#34 | blanking panel |  | APC | NetShelter | AR8101BLK-1U | APC969 |  |  |  | Nov 24 2014 5:18PM
San Francisco 601 Townsend | San Francisco 601 Townsend -> ESR 2 -> ROW A -> A.3 | A.3 | RU#33 | blanking panel |  | APC | NetShelter | AR8101BLK-1U | APC969 |  |  |  | Nov 24 2014 5:18PM
San Francisco 601 Townsend | San Francisco 601 Townsend -> ESR 2 -> ROW A -> A.3 | A.3 | RU#31 | cable manager |  | Panduit | PatchLink | WMPH2E | PAND773 |  |  |  | Nov 24 2014 5:18PM
San Francisco 601 Townsend | San Francisco 601 Townsend -> ESR 2 -> ROW A -> A.3 | A.3 | RU#29 | FPBLD30-PC | LAB SERVICES | Hewlett-Packard | ProLiant | DL380 G7-SFF | HEPK280 | USE107N103 | 3109816 | 10.59.4.120, 10.59.12.173 | Nov 24 2014 5:18PM
San Francisco 601 Townsend | San Francisco 601 Townsend -> ESR 2 -> ROW A -> A.3 | A.3 | RU#27 | FPBLD31-PC | LAB SERVICES | Hewlett-Packard | ProLiant | DL380 G7-SFF | HEPK280 | USE107N0ZV | 3109821 | 10.59.4.121, 10.59.12.174 | Nov 24 2014 5:18PM
San Francisco 601 Townsend | San Francisco 601 Townsend -> ESR 2 -> ROW A -> A.3 | A.3 | RU#01 | blanking panel |  | APC | NetShelter | AR8101BLK-8U | APC972 |  |  |  | Nov 24 2014 5:17PM
San Francisco 601 Townsend | San Francisco 601 Townsend -> ESR 2 -> ROW A -> A.4 | A.4 | RU#34 | FMS1A007 | LAB SERVICES | Super Micro Computer | SuperServer | 6013P-8 | SUPR052 | N/A |  | 10.59.4.116 | Nov 24 2014 5:21PM
San Francisco 601 Townsend | San Francisco 601 Townsend -> ESR 2 -> ROW A -> A.4 | A.4 | RU#33 | blanking panel |  | APC | NetShelter | AR8101BLK-1U | APC969 |  |  |  | Nov 24 2014 5:20PM
San Francisco 601 Townsend | San Francisco 601 Townsend -> ESR 2 -> ROW A -> A.4 | A.4 | RU#32 | S7ARCATA | LAB SERVICES | Hewlett-Packard | ProLiant | 655651-B21 | HEPC785 | MXQ3100270 | 3124607 | s7arcata.macromedia.com - 10.59.76.167,s7arcata-ilo.macromedia.com - 10.59.76.168 | Nov 24 2014 5:20PM
San Francisco 601 Townsend | San Francisco 601 Townsend -> ESR 2 -> ROW A -> A.4 | A.4 | RU#29 | blanking panel |  | APC | NetShelter | AR8101BLK-1U | APC969 |  |  |  | Nov 24 2014 5:20PM
San Francisco 601 Townsend | San Francisco 601 Townsend -> ESR 2 -> ROW A -> A.4 | A.4 | RU#28 | blanking panel |  | APC | NetShelter | AR8101BLK-1U | APC969 |  |  |  | Nov 24 2014 5:20PM
San Francisco 601 Townsend | San Francisco 601 Townsend -> ESR 2 -> ROW A -> A.4 | A.4 | RU#27 | blanking panel |  | APC | NetShelter | AR8101BLK-1U | APC969 |  |  |  | Nov 24 2014 5:20PM
San Francisco 601 Townsend | San Francisco 601 Townsend -> ESR 2 -> ROW A -> A.4 | A.4 | RU#26 | blanking panel |  | APC | NetShelter | AR8101BLK-1U | APC969 |  |  |  | Nov 24 2014 5:20PM
San Francisco 601 Townsend | San Francisco 601 Townsend -> ESR 2 -> ROW A -> A.4 | A.4 | RU#25 | blanking panel |  | APC | NetShelter | AR8101BLK-1U | APC969 |  |  |  | Nov 24 2014 5:20PM
San Francisco 601 Townsend | San Francisco 601 Townsend -> ESR 2 -> ROW A -> A.4 | A.4 | RU#24 | blanking panel |  | APC | NetShelter | AR8101BLK-1U | APC969 |  |  |  | Nov 24 2014 5:20PM
San Francisco 601 Townsend | San Francisco 601 Townsend -> ESR 2 -> ROW A -> A.4 | A.4 | RU#23 | blanking panel |  | APC | NetShelter | AR8101BLK-1U | APC969 |  |  |  | Nov 24 2014 5:20PM
San Francisco 601 Townsend | San Francisco 601 Townsend -> ESR 2 -> ROW A -> A.4 | A.4 | RU#22 | blanking panel |  | APC | NetShelter | AR8101BLK-1U | APC969 |  |  |  | Nov 24 2014 5:20PM
San Francisco 601 Townsend | San Francisco 601 Townsend -> ESR 2 -> ROW A -> A.4 | A.4 | RU#19 | Blanking Panel |  | APC | NetShelter | AR8101BLK-2U | APC970 |  |  |  | Feb 27 2015 4:23PM
San Francisco 601 Townsend | San Francisco 601 Townsend -> ESR 2 -> ROW A -> A.4 | A.4 | RU#17 | FPLAYERBUILD9-PC | SERVER SERVICES | Hewlett-Packard | ProLiant | DL320 G5p | HEPD383 | MX2905004L | 3098492 | 10.59.3.204 | Nov 24 2014 5:19PM
San Francisco 601 Townsend | San Francisco 601 Townsend -> ESR 2 -> ROW A -> A.4 | A.4 | RU#08 | WIN-AGENT182 | LAB SERVICES | Hewlett-Packard | ProLiant | DL320 G5p | HEPD383 | MX291200V1 | 3098711 | 10.59.3.213 - NIC, 10.59.12.101 - ILO | Nov 24 2014 5:19PM
San Francisco 601 Townsend | San Francisco 601 Townsend -> ESR 2 -> ROW A -> A.4 | A.4 | RU#07 | blanking panel |  | APC | NetShelter | AR8101BLK-1U | APC969 |  |  |  | Nov 24 2014 5:19PM
San Francisco 601 Townsend | San Francisco 601 Townsend -> ESR 2 -> ROW A -> A.4 | A.4 | RU#06 | blanking panel |  | APC | NetShelter | AR8101BLK-1U | APC969 |  |  |  | Nov 24 2014 5:19PM
San Francisco 601 Townsend | San Francisco 601 Townsend -> ESR 2 -> ROW A -> A.4 | A.4 | RU#05 | blanking panel |  | APC | NetShelter | AR8101BLK-1U | APC969 |  |  |  | Nov 24 2014 5:19PM
San Francisco 601 Townsend | San Francisco 601 Townsend -> ESR 2 -> ROW A -> A.4 | A.4 | RU#04 | blanking panel |  | APC | NetShelter | AR8101BLK-1U | APC969 |  |  |  | Nov 24 2014 5:19PM
San Francisco 601 Townsend | San Francisco 601 Townsend -> ESR 2 -> ROW A -> A.4 | A.4 | RU#03 | blanking panel |  | APC | NetShelter | AR8101BLK-1U | APC969 |  |  |  | Nov 24 2014 5:19PM
San Francisco 601 Townsend | San Francisco 601 Townsend -> ESR 2 -> ROW A -> A.4 | A.4 | RU#02 | blanking panel |  | APC | NetShelter | AR8101BLK-1U | APC969 |  |  |  | Nov 24 2014 5:19PM
San Francisco 601 Townsend | San Francisco 601 Townsend -> ESR 2 -> ROW A -> A.4 | A.4 | RU#01 | blanking panel |  | APC | NetShelter | AR8101BLK-1U | APC969 |  |  |  | Nov 24 2014 5:19PM
San Francisco 601 Townsend | San Francisco 601 Townsend -> ESR 2 -> ROW A -> A.5 | A.5 | RU#34 | blanking panel |  | APC | NetShelter | AR8101BLK-1U | APC969 |  |  |  | Nov 24 2014 5:22PM
San Francisco 601 Townsend | San Francisco 601 Townsend -> ESR 2 -> ROW A -> A.5 | A.5 | RU#31 | blanking panel |  | APC | NetShelter | AR8101BLK-1U | APC969 |  |  |  | Nov 24 2014 5:22PM
San Francisco 601 Townsend | San Francisco 601 Townsend -> ESR 2 -> ROW A -> A.5 | A.5 | RU#19 | blanking panel |  | APC | NetShelter | AR8101BLK-2U | APC970 |  |  |  | Nov 24 2014 5:21PM
San Francisco 601 Townsend | San Francisco 601 Townsend -> ESR 2 -> ROW A -> A.5 | A.5 | RU#17 | blanking panel |  | APC | NetShelter | AR8101BLK-2U | APC970 |  |  |  | Nov 24 2014 5:21PM
San Francisco 601 Townsend | San Francisco 601 Townsend -> ESR 2 -> ROW A -> A.5 | A.5 | RU#08 | FPLAYERBUILD-22 | SERVER SERVICES | Hewlett-Packard | ProLiant | DL320 G5p | HEPD383 | MX2914004B | 3098739 | 10.59.3.220 | Nov 24 2014 5:21PM
San Francisco 601 Townsend | San Francisco 601 Townsend -> ESR 2 -> ROW A -> A.5 | A.5 | RU#07 | FPLAYERBUILD-23 | SERVER SERVICES | Hewlett-Packard | ProLiant | DL320 G5p | HEPD383 | MX29140040 | 3098735 | 10.59.3.221 | Nov 24 2014 5:21PM
San Francisco 601 Townsend | San Francisco 601 Townsend -> ESR 2 -> ROW A -> A.5 | A.5 | RU#05 | blanking panel |  | APC | NetShelter | AR8101BLK-2U | APC970 |  |  |  | Nov 24 2014 5:21PM
San Francisco 601 Townsend | San Francisco 601 Townsend -> ESR 2 -> ROW A -> A.5 | A.5 | RU#01 | blanking panel |  | APC | NetShelter | AR8101BLK-4U | APC971 |  |  |  | Nov 24 2014 5:21PM
San Francisco 601 Townsend | San Francisco 601 Townsend -> ESR 2 -> ROW A -> A.6 | A.6 | RU#36 | KVMEDC2-2 |  | Raritan Computer | Dominion KX | KX464 Rackmount | RCI145 |  |  |  | Nov 24 2014 5:24PM
San Francisco 601 Townsend | San Francisco 601 Townsend -> ESR 2 -> ROW A -> A.6 | A.6 | RU#34 | blanking panel |  | APC | NetShelter | AR8101BLK-2U | APC970 |  |  |  | Nov 24 2014 5:24PM
San Francisco 601 Townsend | San Francisco 601 Townsend -> ESR 2 -> ROW A -> A.6 | A.6 | RU#33 | FPLAYERBUILD12-MAC | LAB SERVICES | Apple Computer | Xserve | Xserve | APPL078 | G89160B910S | 3098749 | 10.59.4.175 | Nov 24 2014 5:24PM
San Francisco 601 Townsend | San Francisco 601 Townsend -> ESR 2 -> ROW A -> A.6 | A.6 | RU#32 | FPLAYERBUILD13-MAC | LAB SERVICES | Apple Computer | Xserve | Xserve | APPL078 | G89160B810S | 3098748 | 10.59.4.176 | Nov 24 2014 5:24PM
San Francisco 601 Townsend | San Francisco 601 Townsend -> ESR 2 -> ROW A -> A.6 | A.6 | RU#31 | FPLAYERBUILD14-MAC | LAB SERVICES | Apple Computer | Xserve | Xserve | APPL078 | G89160BA10S | 3098747 | 10.59.3.240 | Nov 24 2014 5:24PM
San Francisco 601 Townsend | San Francisco 601 Townsend -> ESR 2 -> ROW A -> A.6 | A.6 | RU#30 | FPLAYERBUILD15-MAC | LAB SERVICES | Apple Computer | Xserve | Xserve | APPL078 | G89160B710S | 3098750 | 10.59.3.241 | Nov 24 2014 5:24PM
San Francisco 601 Townsend | San Francisco 601 Townsend -> ESR 2 -> ROW A -> A.6 | A.6 | RU#28 | FRBUILD-MAC38 | LAB SERVICES | Apple Computer | Xserve | Xserve | APPL078 | G89160B510S | 3098745 | 10.59.3.243 | Nov 24 2014 5:24PM
San Francisco 601 Townsend | San Francisco 601 Townsend -> ESR 2 -> ROW A -> A.6 | A.6 | RU#22 | blanking panel |  | APC | NetShelter | AR8101BLK-1U | APC969 |  |  |  | Nov 24 2014 5:23PM
San Francisco 601 Townsend | San Francisco 601 Townsend -> ESR 2 -> ROW A -> A.6 | A.6 | RU#20 | UNO18 | LAB SERVICES | Cisco Systems | MCS 7800 | MCS-7845H-2400 | CISO183 | USE516A6WL |  |  | Nov 24 2014 5:23PM
San Francisco 601 Townsend | San Francisco 601 Townsend -> ESR 2 -> ROW A -> A.6 | A.6 | RU#18 | blanking panel |  | APC | NetShelter | AR8101BLK-1U | APC969 |  |  |  | Nov 24 2014 5:23PM
San Francisco 601 Townsend | San Francisco 601 Townsend -> ESR 2 -> ROW A -> A.6 | A.6 | RU#17 | blanking panel |  | APC | NetShelter | AR8101BLK-1U | APC969 |  |  |  | Nov 24 2014 5:23PM
San Francisco 601 Townsend | San Francisco 601 Townsend -> ESR 2 -> ROW A -> A.6 | A.6 | RU#15 | blanking panel |  | APC | NetShelter | AR8101BLK-1U | APC969 |  |  |  | Nov 24 2014 5:23PM
San Francisco 601 Townsend | San Francisco 601 Townsend -> ESR 2 -> ROW A -> A.6 | A.6 | RU#14 | blanking panel |  | APC | NetShelter | AR8101BLK-1U | APC969 |  |  |  | Nov 24 2014 5:23PM
San Francisco 601 Townsend | San Francisco 601 Townsend -> ESR 2 -> ROW A -> A.6 | A.6 | RU#12 | blanking panel |  | APC | NetShelter | AR8101BLK-1U | APC969 |  |  |  | Nov 24 2014 5:22PM
San Francisco 601 Townsend | San Francisco 601 Townsend -> ESR 2 -> ROW A -> A.6 | A.6 | RU#11 | MAC-AGENT59 | LAB SERVICES | Apple Computer | Xserve | Xserve | APPL078 | G87230NXV2Q |  | 10.59.3.123 | Nov 24 2014 5:22PM
San Francisco 601 Townsend | San Francisco 601 Townsend -> ESR 2 -> ROW A -> A.6 | A.6 | RU#09 | blanking panel |  | APC | NetShelter | AR8101BLK-2U | APC970 |  |  |  | Nov 24 2014 5:22PM
San Francisco 601 Townsend | San Francisco 601 Townsend -> ESR 2 -> ROW A -> A.6 | A.6 | RU#01 | blanking panel |  | APC | NetShelter | AR8101BLK-8U | APC972 |  |  |  | Nov 24 2014 5:22PM
San Francisco 601 Townsend | San Francisco 601 Townsend -> ESR 2 -> ROW A -> A.7 | A.7 | RU#37 | blanking panel |  | APC | NetShelter | AR8101BLK-1U | APC969 |  |  |  | Nov 24 2014 5:26PM
San Francisco 601 Townsend | San Francisco 601 Townsend -> ESR 2 -> ROW A -> A.7 | A.7 | RU#34 | blanking panel |  | APC | NetShelter | AR8101BLK-1U | APC969 |  |  |  | Nov 24 2014 5:26PM
San Francisco 601 Townsend | San Francisco 601 Townsend -> ESR 2 -> ROW A -> A.7 | A.7 | RU#32 | S7BERKELEY2 | LAB SERVICES | Hewlett-Packard | ProLiant | DL380p G8 - SFF | HEPC893 | 2M24200C75 | 3136116 | 10.59.76.170 | Nov 24 2014 5:26PM
San Francisco 601 Townsend | San Francisco 601 Townsend -> ESR 2 -> ROW A -> A.7 | A.7 | RU#30 | blanking panel |  | APC | NetShelter | AR8101BLK-1U | APC969 |  |  |  | Dec 8 2014 6:42PM
San Francisco 601 Townsend | San Francisco 601 Townsend -> ESR 2 -> ROW A -> A.7 | A.7 | RU#27 | blanking panel |  | APC | NetShelter | AR8101BLK-1U | APC969 |  |  |  | Dec 8 2014 6:42PM
San Francisco 601 Townsend | San Francisco 601 Townsend -> ESR 2 -> ROW A -> A.7 | A.7 | RU#26 | blanking panel |  | APC | NetShelter | AR8101BLK-1U | APC969 |  |  |  | Nov 24 2014 5:25PM
San Francisco 601 Townsend | San Francisco 601 Townsend -> ESR 2 -> ROW A -> A.7 | A.7 | RU#21 | shelf |  | Generic Equipment Set | Shelf | 19 Inch 1U Shelf | GENR944 |  |  |  | Nov 24 2014 5:25PM
San Francisco 601 Townsend | San Francisco 601 Townsend -> ESR 2 -> ROW A -> A.7 | A.7 | RU#20 | blanking panel |  | APC | NetShelter | AR8101BLK-1U | APC969 |  |  |  | Nov 24 2014 5:25PM
San Francisco 601 Townsend | San Francisco 601 Townsend -> ESR 2 -> ROW A -> A.7 | A.7 | RU#17 | MAC-AGENT122 | LAB SERVICES | Apple Computer | Xserve | Xserve | APPL078 | H093222J6HS | 3099439 | 10.59.3.239 | Nov 24 2014 5:25PM
San Francisco 601 Townsend | San Francisco 601 Townsend -> ESR 2 -> ROW A -> A.7 | A.7 | RU#15 | blanking panel |  | APC | NetShelter | AR8101BLK-2U | APC970 |  |  |  | Nov 24 2014 5:25PM
San Francisco 601 Townsend | San Francisco 601 Townsend -> ESR 2 -> ROW A -> A.7 | A.7 | RU#14 | FPLAYERBUILD18-MAC | LAB SERVICES | Apple Computer | Xserve | Xserve | APPL078 | H09351V310S | 3099528 | 10.59.3.249 | Nov 24 2014 5:25PM
San Francisco 601 Townsend | San Francisco 601 Townsend -> ESR 2 -> ROW A -> A.7 | A.7 | RU#13 | blanking panel |  | APC | NetShelter | AR8101BLK-1U | APC969 |  |  |  | Nov 24 2014 5:24PM
San Francisco 601 Townsend | San Francisco 601 Townsend -> ESR 2 -> ROW A -> A.7 | A.7 | RU#09 | blanking panel |  | APC | NetShelter | AR8101BLK-4U | APC971 |  |  |  | Nov 24 2014 5:24PM
San Francisco 601 Townsend | San Francisco 601 Townsend -> ESR 2 -> ROW A -> A.7 | A.7 | RU#01 | blanking panel |  | APC | NetShelter | AR8101BLK-8U | APC972 |  |  |  | Nov 24 2014 5:24PM
San Francisco 601 Townsend | San Francisco 601 Townsend -> ESR 2 -> ROW A -> A.7 -> S7BERKELEY2 | S7BERKELEY2 | Slot#9 | 662883-B21 |  | Hewlett-Packard | ProLiant | 662883-B21 | HEPC894 |  |  |  | Nov 24 2014 5:26PM
San Francisco 601 Townsend | San Francisco 601 Townsend -> ESR 2 -> ROW A -> A.8 | A.8 | RU#22 | APC: AR8101BLK-1U #3 |  | APC | NetShelter | AR8101BLK-1U | APC969 |  |  |  | Nov 24 2014 5:27PM
San Francisco 601 Townsend | San Francisco 601 Townsend -> ESR 2 -> ROW A -> A.8 | A.8 | RU#21 | COMPILER-BUILD | LAB SERVICES | Hewlett-Packard | ProLiant | DL320 G6 | HEPD979 | MX2946007K | 6007550 | 10.59.4.250, 10.59.12.135 | Nov 24 2014 5:27PM
San Francisco 601 Townsend | San Francisco 601 Townsend -> ESR 2 -> ROW A -> A.8 | A.8 | RU#20 | APC: AR8101BLK-1U #2 |  | APC | NetShelter | AR8101BLK-1U | APC969 |  |  |  | Nov 24 2014 5:27PM
San Francisco 601 Townsend | San Francisco 601 Townsend -> ESR 2 -> ROW A -> A.8 | A.8 | RU#18 | APC: AR8101BLK-2U #1 |  | APC | NetShelter | AR8101BLK-2U | APC970 |  |  |  | Nov 24 2014 5:27PM
San Francisco 601 Townsend | San Francisco 601 Townsend -> ESR 2 -> ROW A -> A.8 | A.8 | RU#16 | FPBLD28-MAC | LAB SERVICES | Apple Computer | Xserve | Xserve | APPL078 | H00060F6HS |  |  | Nov 24 2014 5:27PM
San Francisco 601 Townsend | San Francisco 601 Townsend -> ESR 2 -> ROW A -> A.8 | A.8 | RU#15 | FPBLD27-MAC | LAB SERVICES | Apple Computer | Xserve | Xserve | APPL078 | H00060FM6HS |  |  | Nov 24 2014 5:27PM
San Francisco 601 Townsend | San Francisco 601 Townsend -> ESR 2 -> ROW A -> A.8 | A.8 | RU#14 | FPBLD29-MAC | LAB SERVICES | Apple Computer | Xserve | Xserve | APPL078 | H00060FJ6HS |  |  | Nov 24 2014 5:27PM
San Francisco 601 Townsend | San Francisco 601 Townsend -> ESR 2 -> ROW A -> A.8 | A.8 | RU#13 | APC: AR8101BLK-1U #1 |  | APC | NetShelter | AR8101BLK-1U | APC969 |  |  |  | Nov 24 2014 5:27PM
San Francisco 601 Townsend | San Francisco 601 Townsend -> ESR 2 -> ROW A -> A.8 | A.8 | RU#09 | APC: AR8101BLK-4U #1 |  | APC | NetShelter | AR8101BLK-4U | APC971 |  |  |  | Nov 24 2014 5:26PM
San Francisco 601 Townsend | San Francisco 601 Townsend -> ESR 2 -> ROW A -> A.8 | A.8 | RU#01 | APC: AR8101BLK-8U #1 |  | APC | NetShelter | AR8101BLK-8U | APC972 |  |  |  | Nov 24 2014 5:26PM
San Francisco 601 Townsend | San Francisco 601 Townsend -> ESR 2 -> ROW B -> B.1 | B.1 | RU#37 | FPBLD30-MAC | LAB SERVICES | Apple Computer | Xserve | Xserve | APPL078 | H00060FP6HS |  |  | Nov 24 2014 5:30PM
San Francisco 601 Townsend | San Francisco 601 Townsend -> ESR 2 -> ROW B -> B.1 | B.1 | RU#36 | FPBLD22-MAC | LAB SERVICES | Apple Computer | Xserve | Xserve | APPL078 | H00060FN6HS |  |  | Nov 24 2014 5:30PM
San Francisco 601 Townsend | San Francisco 601 Townsend -> ESR 2 -> ROW B -> B.1 | B.1 | RU#35 | FPBLD23-MAC | LAB SERVICES | Apple Computer | Xserve | Xserve | APPL078 | H00060FG6HS |  |  | Nov 24 2014 5:30PM
San Francisco 601 Townsend | San Francisco 601 Townsend -> ESR 2 -> ROW B -> B.1 | B.1 | RU#28 | blanking panel |  | APC | NetShelter | AR8101BLK-4U | APC971 |  |  |  | Nov 24 2014 5:30PM
San Francisco 601 Townsend | San Francisco 601 Townsend -> ESR 2 -> ROW B -> B.1 | B.1 | RU#26 | FPBLD31-MAC | FLASH TEAM | Apple Computer | Xserve | Xserve | APPL078 | H00123CV10S | 3104283 | 10.59.16.144 | Nov 24 2014 5:30PM
San Francisco 601 Townsend | San Francisco 601 Townsend -> ESR 2 -> ROW B -> B.1 | B.1 | RU#25 | FPBLD32-MAC | FLASH TEAM | Apple Computer | Xserve | Xserve | APPL078 | H001123CX10S | 3104284 | 10.59.16.145 | Nov 24 2014 5:29PM
San Francisco 601 Townsend | San Francisco 601 Townsend -> ESR 2 -> ROW B -> B.1 | B.1 | RU#24 | FPBLD33-MAC | FLASH TEAM | Apple Computer | Xserve | Xserve | APPL078 | H00123CW10S | 3104285 | 10.59.16.146 | Nov 24 2014 5:29PM
San Francisco 601 Townsend | San Francisco 601 Townsend -> ESR 2 -> ROW B -> B.1 | B.1 | RU#20 | Blanking Panel |  | APC | NetShelter | AR8101BLK-2U | APC970 |  |  |  | Feb 27 2015 4:23PM
San Francisco 601 Townsend | San Francisco 601 Townsend -> ESR 2 -> ROW B -> B.1 | B.1 | RU#19 | MAC-AGENT133 | LAB SERVICES | Apple Computer | Xserve | Xserve | APPL078 | H00322MU6HS |  | 10.59.16.160 | Nov 24 2014 5:29PM
San Francisco 601 Townsend | San Francisco 601 Townsend -> ESR 2 -> ROW B -> B.1 | B.1 | RU#18 | MAC-AGENT134 | LAB SERVICES | Apple Computer | Xserve | Xserve | APPL078 | USE007N22G |  | 10.59.16.161 | Nov 24 2014 5:29PM
San Francisco 601 Townsend | San Francisco 601 Townsend -> ESR 2 -> ROW B -> B.1 | B.1 | RU#17 | blanking panel |  | APC | NetShelter | AR8101BLK-1U | APC969 |  |  |  | Nov 24 2014 5:29PM
San Francisco 601 Townsend | San Francisco 601 Townsend -> ESR 2 -> ROW B -> B.1 | B.1 | RU#09 | blanking panel |  | APC | NetShelter | AR8101BLK-8U | APC972 |  |  |  | Nov 24 2014 5:29PM
San Francisco 601 Townsend | San Francisco 601 Townsend -> ESR 2 -> ROW B -> B.1 | B.1 | RU#01 | blanking panel |  | APC | NetShelter | AR8101BLK-8U | APC972 |  |  |  | Nov 24 2014 5:29PM
San Francisco 601 Townsend | San Francisco 601 Townsend -> ESR 2 -> ROW B -> B.2 | B.2 | RU#35 | FPS-SWP | LAB SERVICES | Hewlett-Packard | ProLiant | DL320 G5p | HEPD383 | MX2938000L | 6022659 |  | Nov 24 2014 5:32PM
San Francisco 601 Townsend | San Francisco 601 Townsend -> ESR 2 -> ROW B -> B.2 | B.2 | RU#33 | SF-HV03 | DREAMWEAVER | Dell Computer | PowerEdge | PowerEdge 2970 | DELL956 | JT733M1 | 3103981 |  | Nov 24 2014 5:32PM
San Francisco 601 Townsend | San Francisco 601 Townsend -> ESR 2 -> ROW B -> B.2 | B.2 | RU#31 | BROWSERLAB-ESX1 | LAB SERVICES | Hewlett-Packard | ProLiant | DL380 G5 | HEPA633 | 2UX8180246 |  | N/A | Nov 24 2014 5:31PM
San Francisco 601 Townsend | San Francisco 601 Townsend -> ESR 2 -> ROW B -> B.2 | B.2 | RU#29 | BROWSERLAB-ESX2 | LAB SERVICES | Hewlett-Packard | ProLiant | DL380 G5 | HEPA633 | 2UX818023S |  | N/A | Nov 24 2014 5:31PM
San Francisco 601 Townsend | San Francisco 601 Townsend -> ESR 2 -> ROW B -> B.2 | B.2 | RU#27 | BROWSERLAB-ESX3 | LAB SERVICES | Hewlett-Packard | ProLiant | DL380 G5 | HEPA633 | 2UX818024B |  | N/A | Nov 24 2014 5:31PM
San Francisco 601 Townsend | San Francisco 601 Townsend -> ESR 2 -> ROW B -> B.2 | B.2 | RU#25 | BROWSERLAB-ESX4 | LAB SERVICES | Hewlett-Packard | ProLiant | DL380 G5 | HEPA633 | 2UX74303WP |  | N/A | Nov 24 2014 5:31PM
San Francisco 601 Townsend | San Francisco 601 Townsend -> ESR 2 -> ROW B -> B.2 | B.2 | RU#23 | BROWSERLAB-ESX5 | LAB SERVICES | Hewlett-Packard | ProLiant | DL380 G5 | HEPA633 | 2UX74303SS |  | N/A | Nov 24 2014 5:31PM
San Francisco 601 Townsend | San Francisco 601 Townsend -> ESR 2 -> ROW B -> B.2 | B.2 | RU#21 | BROWSERLAB-ESX6 | LAB SERVICES | Hewlett-Packard | ProLiant | DL380 G5 | HEPA633 | 2UX74303ST |  | N/A | Nov 24 2014 5:31PM
San Francisco 601 Townsend | San Francisco 601 Townsend -> ESR 2 -> ROW B -> B.2 | B.2 | RU#19 | BROWSERLAB-ESX7 | LAB SERVICES | Hewlett-Packard | ProLiant | DL380 G5 | HEPA633 | 2UX74303SR |  | N/A | Nov 24 2014 5:31PM
San Francisco 601 Townsend | San Francisco 601 Townsend -> ESR 2 -> ROW B -> B.2 | B.2 | RU#15 | BROWSERLAB-XSERVE | LAB SERVICES | Apple Computer | Xserve | Xserve Quad Xeon | APPL167 | YM9120CU10J | 3098792 | N/A | Nov 24 2014 5:31PM
San Francisco 601 Townsend | San Francisco 601 Townsend -> ESR 2 -> ROW B -> B.2 | B.2 | RU#13 | blanking panel |  | APC | NetShelter | AR8101BLK-2U | APC970 |  |  |  | Nov 24 2014 5:31PM
San Francisco 601 Townsend | San Francisco 601 Townsend -> ESR 2 -> ROW B -> B.2 | B.2 | RU#09 | blanking panel |  | APC | NetShelter | AR8101BLK-4U | APC971 |  |  |  | Nov 24 2014 5:31PM
San Francisco 601 Townsend | San Francisco 601 Townsend -> ESR 2 -> ROW B -> B.2 | B.2 | RU#01 | blanking panel |  | APC | NetShelter | AR8101BLK-8U | APC972 |  |  |  | Nov 24 2014 5:30PM
San Francisco 601 Townsend | San Francisco 601 Townsend -> ESR 2 -> ROW B -> B.3 | B.3 | RU#29 | S7KITA | LAB SERVICES | Hewlett-Packard | ProLiant | DL360 G6 | HEPD899 | MXQ01102GJ | 3104404 |  | Nov 24 2014 5:33PM
San Francisco 601 Townsend | San Francisco 601 Townsend -> ESR 2 -> ROW B -> B.3 | B.3 | RU#24 | shelf |  | Generic Equipment Set | Shelf | 19 Inch 1U Shelf | GENR944 |  |  |  | Nov 24 2014 5:33PM
San Francisco 601 Townsend | San Francisco 601 Townsend -> ESR 2 -> ROW B -> B.3 | B.3 | RU#23 | shelf |  | Generic Equipment Set | Shelf | 19 Inch 1U Shelf | GENR944 |  |  |  | Nov 24 2014 5:33PM
San Francisco 601 Townsend | San Francisco 601 Townsend -> ESR 2 -> ROW B -> B.3 | B.3 | RU#22 | shelf |  | Generic Equipment Set | Shelf | 19 Inch 1U Shelf | GENR944 |  |  |  | Nov 24 2014 5:33PM
San Francisco 601 Townsend | San Francisco 601 Townsend -> ESR 2 -> ROW B -> B.3 | B.3 | RU#21 | shelf |  | Generic Equipment Set | Shelf | 19 Inch 1U Shelf | GENR944 |  |  |  | Nov 24 2014 5:33PM
San Francisco 601 Townsend | San Francisco 601 Townsend -> ESR 2 -> ROW B -> B.3 | B.3 | RU#18 | BROWSERLAB-XSERVE2 | DREAMWEAVER | Apple Computer | Xserve | G5 | APPL015 | YM91207E10J |  | DHCP VLAN 979 | Nov 24 2014 5:32PM
San Francisco 601 Townsend | San Francisco 601 Townsend -> ESR 2 -> ROW B -> B.3 | B.3 | RU#17 | BROWSERLAB-XSERVE3 | DREAMWEAVER | Apple Computer | Xserve | G5 | APPL015 | YM91200F10J |  | DHCP VLAN 979 | Nov 24 2014 5:32PM
San Francisco 601 Townsend | San Francisco 601 Townsend -> ESR 2 -> ROW B -> B.3 | B.3 | RU#15 | cable manager |  | Panduit | PatchLink | WMPH2E | PAND773 |  |  |  | Nov 24 2014 5:32PM
San Francisco 601 Townsend | San Francisco 601 Townsend -> ESR 2 -> ROW B -> B.3 | B.3 | RU#14 | MAC-AGENT140 | LAB SERVICES | Apple Computer | Xserve | Xserve | APPL078 | H00472D16HS | 3108703 | 10.59.16.177 | Nov 24 2014 5:32PM
San Francisco 601 Townsend | San Francisco 601 Townsend -> ESR 2 -> ROW B -> B.3 | B.3 | RU#13 | MAC-AGENT141 | LAB SERVICES | Apple Computer | Xserve | Xserve | APPL078 | H00451MW6HS | 3108703 | 10.59.16.178 | Nov 24 2014 5:32PM
San Francisco 601 Townsend | San Francisco 601 Townsend -> ESR 2 -> ROW B -> B.3 | B.3 | RU#12 | MAC-AGENT142 | LAB SERVICES | Apple Computer | Xserve | Xserve | APPL078 | H00451MV6HS | 3108703 | 10.59.16.179 | Nov 24 2014 5:32PM
San Francisco 601 Townsend | San Francisco 601 Townsend -> ESR 2 -> ROW B -> B.3 | B.3 | RU#11 | MAC-AGENT143 | LAB SERVICES | Apple Computer | Xserve | Xserve | APPL078 | H00451MT6HS | 3108703 | 10.59.16.180 | Nov 24 2014 5:32PM
San Francisco 601 Townsend | San Francisco 601 Townsend -> ESR 2 -> ROW B -> B.3 | B.3 | RU#09 | blanking panel |  | APC | NetShelter | AR8101BLK-2U | APC970 |  |  |  | Nov 24 2014 5:32PM
San Francisco 601 Townsend | San Francisco 601 Townsend -> ESR 2 -> ROW B -> B.3 | B.3 | RU#01 | blanking panel |  | APC | NetShelter | AR8101BLK-8U | APC972 |  |  |  | Nov 24 2014 5:32PM
San Francisco 601 Townsend | San Francisco 601 Townsend -> ESR 2 -> ROW B -> B.4 | B.4 | RU#36 | Blanking Panel |  | APC | NetShelter | AR8101BLK-2U | APC970 |  |  |  | Feb 27 2015 4:23PM
San Francisco 601 Townsend | San Francisco 601 Townsend -> ESR 2 -> ROW B -> B.4 | B.4 | RU#34 | Blanking Panel |  | APC | NetShelter | AR8101BLK-2U | APC970 |  |  |  | Feb 27 2015 4:23PM
San Francisco 601 Townsend | San Francisco 601 Townsend -> ESR 2 -> ROW B -> B.4 | B.4 | RU#32 | Blanking Panel |  | APC | NetShelter | AR8101BLK-2U | APC970 |  |  |  | Feb 27 2015 4:23PM
San Francisco 601 Townsend | San Francisco 601 Townsend -> ESR 2 -> ROW B -> B.4 | B.4 | RU#28 | WIN-AGENT193 | LAB SERVICES | Hewlett-Packard | ProLiant | DL380 G6 - SFF | HEPD897 | USE032NC85 |  |  | Nov 24 2014 5:35PM
San Francisco 601 Townsend | San Francisco 601 Townsend -> ESR 2 -> ROW B -> B.4 | B.4 | RU#26 | WIN-AGENT194 | LAB SERVICES | Hewlett-Packard | ProLiant | DL380 G6 - SFF | HEPD897 | USE032NC84 |  |  | Nov 24 2014 5:35PM
San Francisco 601 Townsend | San Francisco 601 Townsend -> ESR 2 -> ROW B -> B.4 | B.4 | RU#23 | FPBLD34-MAC | FLASH TEAM | Apple Computer | Xserve | G5 | APPL015 | H00372WT10S | 3107836 | 10.59.16.172 | Nov 24 2014 5:35PM
San Francisco 601 Townsend | San Francisco 601 Townsend -> ESR 2 -> ROW B -> B.4 | B.4 | RU#22 | FPBLD35-MAC | FLASH TEAM | Apple Computer | Xserve | G5 | APPL015 | H00372WU10S | 3107837 | 10.59.16.173 | Nov 24 2014 5:34PM
San Francisco 601 Townsend | San Francisco 601 Townsend -> ESR 2 -> ROW B -> B.4 | B.4 | RU#18 | cable manager |  | Panduit | PatchLink | WMPFSE | PAND772 |  |  |  | Nov 24 2014 5:34PM
San Francisco 601 Townsend | San Francisco 601 Townsend -> ESR 2 -> ROW B -> B.4 | B.4 | RU#17 | MAC-AGENT144 | LAB SERVICES | Apple Computer | Xserve | Xserve | APPL078 | H00451MR6HS | 3108703 | 10.59.16.181 | Nov 24 2014 5:34PM
San Francisco 601 Townsend | San Francisco 601 Townsend -> ESR 2 -> ROW B -> B.4 | B.4 | RU#16 | MAC-AGENT145 | LAB SERVICES | Apple Computer | Xserve | Xserve | APPL078 | H00451MU6HS | 3108703 | 10.59.16.182 | Nov 24 2014 5:34PM
San Francisco 601 Townsend | San Francisco 601 Townsend -> ESR 2 -> ROW B -> B.4 | B.4 | RU#15 | MAC-AGENT146 | LAB SERVICES | Apple Computer | Xserve | Xserve | APPL078 | H00451MS6HS | 3108703 | 10.59.16.183 | Nov 24 2014 5:34PM
San Francisco 601 Townsend | San Francisco 601 Townsend -> ESR 2 -> ROW B -> B.4 | B.4 | RU#13 | blanking panel |  | APC | NetShelter | AR8101BLK-2U | APC970 |  |  |  | Nov 24 2014 5:34PM
San Francisco 601 Townsend | San Francisco 601 Townsend -> ESR 2 -> ROW B -> B.4 | B.4 | RU#09 | blanking panel |  | APC | NetShelter | AR8101BLK-4U | APC971 |  |  |  | Nov 24 2014 5:34PM
San Francisco 601 Townsend | San Francisco 601 Townsend -> ESR 2 -> ROW B -> B.4 | B.4 | RU#01 | blanking panel |  | APC | NetShelter | AR8101BLK-8U | APC972 |  |  |  | Nov 24 2014 5:34PM
San Francisco 601 Townsend | San Francisco 601 Townsend -> ESR 2 -> ROW B -> B.5 | B.5 | RU#37 | blanking panel |  | APC | NetShelter | AR8101BLK-1U | APC969 |  |  |  | Nov 24 2014 5:36PM
San Francisco 601 Townsend | San Francisco 601 Townsend -> ESR 2 -> ROW B -> B.5 | B.5 | RU#35 | MAC-AGENT135 | LAB SERVICES | Apple Computer | Xserve | Xserve | APPL078 | H00271VT6HS |  | 10.59.16.162 | Nov 24 2014 5:36PM
San Francisco 601 Townsend | San Francisco 601 Townsend -> ESR 2 -> ROW B -> B.5 | B.5 | RU#34 | MAC-AGENT136 | LAB SERVICES | Apple Computer | Xserve | Xserve | APPL078 | H00271VS6HS |  | 10.59.16.163 | Nov 24 2014 5:36PM
San Francisco 601 Townsend | San Francisco 601 Townsend -> ESR 2 -> ROW B -> B.5 | B.5 | RU#33 | MAC-AGENT137 | LAB SERVICES | Apple Computer | Xserve | Xserve | APPL078 | H00271VR6HS |  | 10.59.16.164 | Nov 24 2014 5:36PM
San Francisco 601 Townsend | San Francisco 601 Townsend -> ESR 2 -> ROW B -> B.5 | B.5 | RU#25 | S7TOKYO | LAB SERVICES | Hewlett-Packard | ProLiant | DL385 G6 - SFF | HEPK057 | 2M204001WT | 3108916 | 10.59.76.123 AND 124 | Nov 24 2014 5:36PM
San Francisco 601 Townsend | San Francisco 601 Townsend -> ESR 2 -> ROW B -> B.5 | B.5 | RU#13 | blanking panel |  | APC | NetShelter | AR8101BLK-1U | APC969 |  |  |  | Nov 24 2014 5:35PM
San Francisco 601 Townsend | San Francisco 601 Townsend -> ESR 2 -> ROW B -> B.5 | B.5 | RU#09 | blanking panel |  | APC | NetShelter | AR8101BLK-4U | APC971 |  |  |  | Nov 24 2014 5:35PM
San Francisco 601 Townsend | San Francisco 601 Townsend -> ESR 2 -> ROW B -> B.5 | B.5 | RU#01 | blanking panel |  | APC | NetShelter | AR8101BLK-8U | APC972 |  |  |  | Nov 24 2014 5:35PM
San Francisco 601 Townsend | San Francisco 601 Townsend -> ESR 2 -> ROW B -> B.6 | B.6 | RU#36 | blanking panel |  | APC | NetShelter | AR8101BLK-2U | APC970 |  |  |  | Nov 24 2014 5:39PM
San Francisco 601 Townsend | San Francisco 601 Townsend -> ESR 2 -> ROW B -> B.6 | B.6 | RU#26 | CONPERFAPP09 | LAB SERVICES | Hewlett-Packard | ProLiant | DL360 G7 | HEPK293 | USE132N106 | 3112143 |  | Nov 24 2014 5:38PM
San Francisco 601 Townsend | San Francisco 601 Townsend -> ESR 2 -> ROW B -> B.6 | B.6 | RU#14 | cable manager |  | Panduit | PatchLink | WMP1E | PAND770 |  |  |  | Nov 24 2014 5:37PM
San Francisco 601 Townsend | San Francisco 601 Townsend -> ESR 2 -> ROW B -> B.6 | B.6 | RU#12 | blanking panel |  | APC | NetShelter | AR8101BLK-2U | APC970 |  |  |  | Nov 24 2014 5:37PM
San Francisco 601 Townsend | San Francisco 601 Townsend -> ESR 2 -> ROW B -> B.6 | B.6 | RU#11 | blanking panel |  | APC | NetShelter | AR8101BLK-1U | APC969 |  |  |  | Nov 24 2014 5:37PM
San Francisco 601 Townsend | San Francisco 601 Townsend -> ESR 2 -> ROW B -> B.6 | B.6 | RU#09 | blanking panel |  | APC | NetShelter | AR8101BLK-2U | APC970 |  |  |  | Nov 24 2014 5:37PM
San Francisco 601 Townsend | San Francisco 601 Townsend -> ESR 2 -> ROW B -> B.6 | B.6 | RU#01 | blanking panel |  | APC | NetShelter | AR8101BLK-8U | APC972 |  |  |  | Nov 24 2014 5:37PM
San Francisco 601 Townsend | San Francisco 601 Townsend -> ESR 2 -> ROW B -> B.7 | B.7 | RU#37 | CONPERFAPP01 |  | Hewlett-Packard | ProLiant | DL360 G7 | HEPK293 | USE132N109 |  |  | Dec 5 2014 4:54PM
San Francisco 601 Townsend | San Francisco 601 Townsend -> ESR 2 -> ROW B -> B.7 | B.7 | RU#09 | blanking panel |  | APC | NetShelter | AR8101BLK-8U | APC972 |  |  |  | Nov 24 2014 5:39PM
San Francisco 601 Townsend | San Francisco 601 Townsend -> ESR 2 -> ROW B -> B.7 | B.7 | RU#01 | blanking panel |  | APC | NetShelter | AR8101BLK-8U | APC972 |  |  |  | Nov 24 2014 5:39PM
San Francisco 601 Townsend | San Francisco 601 Townsend -> ESR 2 -> ROW B -> B.8 | B.8 | RU#29 | blanking panel |  | APC | NetShelter | AR8101BLK-8U | APC972 |  |  |  | Nov 24 2014 5:41PM
San Francisco 601 Townsend | San Francisco 601 Townsend -> ESR 2 -> ROW B -> B.8 | B.8 | RU#25 | blanking panel |  | APC | NetShelter | AR8101BLK-4U | APC971 |  |  |  | Nov 24 2014 5:41PM
San Francisco 601 Townsend | San Francisco 601 Townsend -> ESR 2 -> ROW B -> B.8 | B.8 | RU#21 | SPLCASSET-NEW |  | Hewlett-Packard | ProLiant | DL560 | HP424 | 2M223801WR |  | 10.59.17.79 | Nov 24 2014 5:40PM
San Francisco 601 Townsend | San Francisco 601 Townsend -> ESR 2 -> ROW B -> B.8 | B.8 | RU#17 | blanking panel |  | APC | NetShelter | AR8101BLK-4U | APC971 |  |  |  | Nov 24 2014 5:40PM
San Francisco 601 Townsend | San Francisco 601 Townsend -> ESR 2 -> ROW B -> B.8 | B.8 | RU#09 | blanking panel |  | APC | NetShelter | AR8101BLK-8U | APC972 |  |  |  | Nov 24 2014 5:40PM
San Francisco 601 Townsend | San Francisco 601 Townsend -> ESR 2 -> ROW B -> B.8 | B.8 | RU#01 | blanking panel |  | APC | NetShelter | AR8101BLK-8U | APC972 |  |  |  | Nov 24 2014 5:40PM
San Francisco 601 Townsend | San Francisco 601 Townsend -> ESR 2 -> ROW C -> C.1 | C.1 | RU#37 | blanking panel |  | APC | NetShelter | AR8101BLK-1U | APC969 |  |  |  | Nov 24 2014 5:41PM
San Francisco 601 Townsend | San Francisco 601 Townsend -> ESR 2 -> ROW C -> C.1 | C.1 | RU#33 | blanking panel |  | APC | NetShelter | AR8101BLK-4U | APC971 |  |  |  | Nov 24 2014 5:41PM
San Francisco 601 Townsend | San Francisco 601 Townsend -> ESR 2 -> ROW C -> C.1 | C.1 | RU#25 | blanking panel |  | APC | NetShelter | AR8101BLK-8U | APC972 |  |  |  | Nov 24 2014 5:41PM
San Francisco 601 Townsend | San Francisco 601 Townsend -> ESR 2 -> ROW C -> C.1 | C.1 | RU#17 | blanking panel |  | APC | NetShelter | AR8101BLK-8U | APC972 |  |  |  | Nov 24 2014 5:41PM
San Francisco 601 Townsend | San Francisco 601 Townsend -> ESR 2 -> ROW C -> C.1 | C.1 | RU#09 | blanking panel |  | APC | NetShelter | AR8101BLK-8U | APC972 |  |  |  | Nov 24 2014 5:41PM
San Francisco 601 Townsend | San Francisco 601 Townsend -> ESR 2 -> ROW C -> C.1 | C.1 | RU#01 | blanking panel |  | APC | NetShelter | AR8101BLK-8U | APC972 |  |  |  | Nov 24 2014 5:41PM
San Francisco 601 Townsend | San Francisco 601 Townsend -> ESR 2 -> ROW C -> C.2 | C.2 | RU#37 | blanking panel |  | APC | NetShelter | AR8101BLK-1U | APC969 |  |  |  | Nov 24 2014 5:41PM
San Francisco 601 Townsend | San Francisco 601 Townsend -> ESR 2 -> ROW C -> C.2 | C.2 | RU#33 | blanking panel |  | APC | NetShelter | AR8101BLK-4U | APC971 |  |  |  | Nov 24 2014 5:41PM
San Francisco 601 Townsend | San Francisco 601 Townsend -> ESR 2 -> ROW C -> C.2 | C.2 | RU#25 | blanking panel |  | APC | NetShelter | AR8101BLK-8U | APC972 |  |  |  | Nov 24 2014 5:41PM
San Francisco 601 Townsend | San Francisco 601 Townsend -> ESR 2 -> ROW C -> C.2 | C.2 | RU#17 | blanking panel |  | APC | NetShelter | AR8101BLK-8U | APC972 |  |  |  | Nov 24 2014 5:41PM
San Francisco 601 Townsend | San Francisco 601 Townsend -> ESR 2 -> ROW C -> C.2 | C.2 | RU#09 | blanking panel |  | APC | NetShelter | AR8101BLK-8U | APC972 |  |  |  | Nov 24 2014 5:41PM
San Francisco 601 Townsend | San Francisco 601 Townsend -> ESR 2 -> ROW C -> C.2 | C.2 | RU#01 | blanking panel |  | APC | NetShelter | AR8101BLK-8U | APC972 |  |  |  | Nov 24 2014 5:41PM
San Francisco 601 Townsend | San Francisco 601 Townsend -> ESR 2 -> ROW C -> C.3 | C.3 | RU#37 | blanking panel |  | APC | NetShelter | AR8101BLK-1U | APC969 |  |  |  | Nov 24 2014 5:42PM
San Francisco 601 Townsend | San Francisco 601 Townsend -> ESR 2 -> ROW C -> C.3 | C.3 | RU#33 | blanking panel |  | APC | NetShelter | AR8101BLK-4U | APC971 |  |  |  | Nov 24 2014 5:42PM
San Francisco 601 Townsend | San Francisco 601 Townsend -> ESR 2 -> ROW C -> C.3 | C.3 | RU#25 | blanking panel |  | APC | NetShelter | AR8101BLK-8U | APC972 |  |  |  | Nov 24 2014 5:41PM
San Francisco 601 Townsend | San Francisco 601 Townsend -> ESR 2 -> ROW C -> C.3 | C.3 | RU#17 | blanking panel |  | APC | NetShelter | AR8101BLK-8U | APC972 |  |  |  | Nov 24 2014 5:41PM
San Francisco 601 Townsend | San Francisco 601 Townsend -> ESR 2 -> ROW C -> C.3 | C.3 | RU#09 | blanking panel |  | APC | NetShelter | AR8101BLK-8U | APC972 |  |  |  | Nov 24 2014 5:41PM
San Francisco 601 Townsend | San Francisco 601 Townsend -> ESR 2 -> ROW C -> C.3 | C.3 | RU#01 | blanking panel |  | APC | NetShelter | AR8101BLK-8U | APC972 |  |  |  | Nov 24 2014 5:41PM
San Francisco 601 Townsend | San Francisco 601 Townsend -> ESR 2 -> ROW C -> C.4 | C.4 | RU#37 | blanking panel |  | APC | NetShelter | AR8101BLK-1U | APC969 |  |  |  | Nov 24 2014 5:42PM
San Francisco 601 Townsend | San Francisco 601 Townsend -> ESR 2 -> ROW C -> C.4 | C.4 | RU#33 | blanking panel |  | APC | NetShelter | AR8101BLK-4U | APC971 |  |  |  | Nov 24 2014 5:42PM
San Francisco 601 Townsend | San Francisco 601 Townsend -> ESR 2 -> ROW C -> C.4 | C.4 | RU#25 | blanking panel |  | APC | NetShelter | AR8101BLK-8U | APC972 |  |  |  | Nov 24 2014 5:42PM
San Francisco 601 Townsend | San Francisco 601 Townsend -> ESR 2 -> ROW C -> C.4 | C.4 | RU#17 | blanking panel |  | APC | NetShelter | AR8101BLK-8U | APC972 |  |  |  | Nov 24 2014 5:42PM
San Francisco 601 Townsend | San Francisco 601 Townsend -> ESR 2 -> ROW C -> C.4 | C.4 | RU#09 | blanking panel |  | APC | NetShelter | AR8101BLK-8U | APC972 |  |  |  | Nov 24 2014 5:42PM
San Francisco 601 Townsend | San Francisco 601 Townsend -> ESR 2 -> ROW C -> C.4 | C.4 | RU#01 | blanking panel |  | APC | NetShelter | AR8101BLK-8U | APC972 |  |  |  | Nov 24 2014 5:42PM
San Francisco 601 Townsend | San Francisco 601 Townsend -> ESR 2 -> ROW D -> D.1 | D.1 | RU#33 | blanking panel |  | APC | NetShelter | AR8101BLK-1U | APC969 |  |  |  | Nov 24 2014 5:42PM
San Francisco 601 Townsend | San Francisco 601 Townsend -> ESR 2 -> ROW D -> D.1 | D.1 | RU#25 | blanking panel |  | APC | NetShelter | AR8101BLK-8U | APC972 |  |  |  | Nov 24 2014 5:42PM
San Francisco 601 Townsend | San Francisco 601 Townsend -> ESR 2 -> ROW D -> D.1 | D.1 | RU#17 | blanking panel |  | APC | NetShelter | AR8101BLK-8U | APC972 |  |  |  | Nov 24 2014 5:42PM
San Francisco 601 Townsend | San Francisco 601 Townsend -> ESR 2 -> ROW D -> D.1 | D.1 | RU#09 | blanking panel |  | APC | NetShelter | AR8101BLK-8U | APC972 |  |  |  | Nov 24 2014 5:42PM
San Francisco 601 Townsend | San Francisco 601 Townsend -> ESR 2 -> ROW D -> D.1 | D.1 | RU#01 | blanking panel |  | APC | NetShelter | AR8101BLK-8U | APC972 |  |  |  | Nov 24 2014 5:42PM
San Francisco 601 Townsend | San Francisco 601 Townsend -> ESR 2 -> ROW D -> D.2 | D.2 | RU#37 | blanking panel |  | APC | NetShelter | AR8101BLK-1U | APC969 |  |  |  | Nov 24 2014 5:43PM
San Francisco 601 Townsend | San Francisco 601 Townsend -> ESR 2 -> ROW D -> D.2 | D.2 | RU#33 | blanking panel |  | APC | NetShelter | AR8101BLK-4U | APC971 |  |  |  | Nov 24 2014 5:43PM
San Francisco 601 Townsend | San Francisco 601 Townsend -> ESR 2 -> ROW D -> D.2 | D.2 | RU#25 | blanking panel |  | APC | NetShelter | AR8101BLK-8U | APC972 |  |  |  | Nov 24 2014 5:43PM
San Francisco 601 Townsend | San Francisco 601 Townsend -> ESR 2 -> ROW D -> D.2 | D.2 | RU#17 | blanking panel |  | APC | NetShelter | AR8101BLK-8U | APC972 |  |  |  | Nov 24 2014 5:42PM
San Francisco 601 Townsend | San Francisco 601 Townsend -> ESR 2 -> ROW D -> D.2 | D.2 | RU#09 | blanking panel |  | APC | NetShelter | AR8101BLK-8U | APC972 |  |  |  | Nov 24 2014 5:42PM
San Francisco 601 Townsend | San Francisco 601 Townsend -> ESR 2 -> ROW D -> D.2 | D.2 | RU#01 | blanking panel |  | APC | NetShelter | AR8101BLK-8U | APC972 |  |  |  | Nov 24 2014 5:42PM
San Francisco 601 Townsend | San Francisco 601 Townsend -> ESR 2 -> ROW D -> D.3 | D.3 | RU#37 | blanking panel |  | APC | NetShelter | AR8101BLK-1U | APC969 |  |  |  | Nov 24 2014 5:43PM
San Francisco 601 Townsend | San Francisco 601 Townsend -> ESR 2 -> ROW D -> D.3 | D.3 | RU#33 | blanking panel |  | APC | NetShelter | AR8101BLK-4U | APC971 |  |  |  | Nov 24 2014 5:43PM
San Francisco 601 Townsend | San Francisco 601 Townsend -> ESR 2 -> ROW D -> D.3 | D.3 | RU#25 | blanking panel |  | APC | NetShelter | AR8101BLK-8U | APC972 |  |  |  | Nov 24 2014 5:43PM
San Francisco 601 Townsend | San Francisco 601 Townsend -> ESR 2 -> ROW D -> D.3 | D.3 | RU#17 | blanking panel |  | APC | NetShelter | AR8101BLK-8U | APC972 |  |  |  | Nov 24 2014 5:43PM
San Francisco 601 Townsend | San Francisco 601 Townsend -> ESR 2 -> ROW D -> D.3 | D.3 | RU#09 | blanking panel |  | APC | NetShelter | AR8101BLK-8U | APC972 |  |  |  | Nov 24 2014 5:43PM
San Francisco 601 Townsend | San Francisco 601 Townsend -> ESR 2 -> ROW D -> D.3 | D.3 | RU#01 | blanking panel |  | APC | NetShelter | AR8101BLK-8U | APC972 |  |  |  | Nov 24 2014 5:43PM
San Francisco 601 Townsend | San Francisco 601 Townsend -> ESR 2 -> ROW D -> D.4 | D.4 | RU#37 | blanking panel |  | APC | NetShelter | AR8101BLK-1U | APC969 |  |  |  | Nov 24 2014 5:43PM
San Francisco 601 Townsend | San Francisco 601 Townsend -> ESR 2 -> ROW D -> D.4 | D.4 | RU#33 | blanking panel |  | APC | NetShelter | AR8101BLK-4U | APC971 |  |  |  | Nov 24 2014 5:43PM
San Francisco 601 Townsend | San Francisco 601 Townsend -> ESR 2 -> ROW D -> D.4 | D.4 | RU#25 | blanking panel |  | APC | NetShelter | AR8101BLK-8U | APC972 |  |  |  | Nov 24 2014 5:43PM
San Francisco 601 Townsend | San Francisco 601 Townsend -> ESR 2 -> ROW D -> D.4 | D.4 | RU#17 | blanking panel |  | APC | NetShelter | AR8101BLK-8U | APC972 |  |  |  | Nov 24 2014 5:43PM
San Francisco 601 Townsend | San Francisco 601 Townsend -> ESR 2 -> ROW D -> D.4 | D.4 | RU#09 | blanking panel |  | APC | NetShelter | AR8101BLK-8U | APC972 |  |  |  | Nov 24 2014 5:43PM
San Francisco 601 Townsend | San Francisco 601 Townsend -> ESR 2 -> ROW D -> D.4 | D.4 | RU#01 | blanking panel |  | APC | NetShelter | AR8101BLK-8U | APC972 |  |  |  | Nov 24 2014 5:43PM
San Francisco 601 Townsend | San Francisco 601 Townsend -> ESR 2 -> ROW D -> D.5 | D.5 | RU#37 | blanking panel |  | APC | NetShelter | AR8101BLK-1U | APC969 |  |  |  | Nov 24 2014 5:44PM
San Francisco 601 Townsend | San Francisco 601 Townsend -> ESR 2 -> ROW D -> D.5 | D.5 | RU#33 | blanking panel |  | APC | NetShelter | AR8101BLK-4U | APC971 |  |  |  | Nov 24 2014 5:43PM
San Francisco 601 Townsend | San Francisco 601 Townsend -> ESR 2 -> ROW D -> D.5 | D.5 | RU#25 | blanking panel |  | APC | NetShelter | AR8101BLK-8U | APC972 |  |  |  | Nov 24 2014 5:43PM
San Francisco 601 Townsend | San Francisco 601 Townsend -> ESR 2 -> ROW D -> D.5 | D.5 | RU#17 | blanking panel |  | APC | NetShelter | AR8101BLK-8U | APC972 |  |  |  | Nov 24 2014 5:43PM
San Francisco 601 Townsend | San Francisco 601 Townsend -> ESR 2 -> ROW D -> D.5 | D.5 | RU#09 | blanking panel |  | APC | NetShelter | AR8101BLK-8U | APC972 |  |  |  | Nov 24 2014 5:43PM
San Francisco 601 Townsend | San Francisco 601 Townsend -> ESR 2 -> ROW D -> D.5 | D.5 | RU#01 | blanking panel |  | APC | NetShelter | AR8101BLK-8U | APC972 |  |  |  | Nov 24 2014 5:43PM
San Francisco 601 Townsend | San Francisco 601 Townsend -> ESR 2 -> ROW D -> D.6 | D.6 | RU#37 | blanking panel |  | APC | NetShelter | AR8101BLK-1U | APC969 |  |  |  | Nov 24 2014 5:44PM
San Francisco 601 Townsend | San Francisco 601 Townsend -> ESR 2 -> ROW D -> D.6 | D.6 | RU#33 | blanking panel |  | APC | NetShelter | AR8101BLK-4U | APC971 |  |  |  | Nov 24 2014 5:44PM
San Francisco 601 Townsend | San Francisco 601 Townsend -> ESR 2 -> ROW D -> D.6 | D.6 | RU#25 | blanking panel |  | APC | NetShelter | AR8101BLK-8U | APC972 |  |  |  | Nov 24 2014 5:44PM
San Francisco 601 Townsend | San Francisco 601 Townsend -> ESR 2 -> ROW D -> D.6 | D.6 | RU#17 | blanking panel |  | APC | NetShelter | AR8101BLK-8U | APC972 |  |  |  | Nov 24 2014 5:44PM
San Francisco 601 Townsend | San Francisco 601 Townsend -> ESR 2 -> ROW D -> D.6 | D.6 | RU#09 | blanking panel |  | APC | NetShelter | AR8101BLK-8U | APC972 |  |  |  | Nov 24 2014 5:44PM
San Francisco 601 Townsend | San Francisco 601 Townsend -> ESR 2 -> ROW D -> D.6 | D.6 | RU#01 | blanking panel |  | APC | NetShelter | AR8101BLK-8U | APC972 |  |  |  | Nov 24 2014 5:44PM
San Francisco 601 Townsend | San Francisco 601 Townsend -> ESR 2 -> ROW D -> D.7 | D.7 | RU#37 | blanking panel |  | APC | NetShelter | AR8101BLK-1U | APC969 |  |  |  | Nov 24 2014 5:44PM
San Francisco 601 Townsend | San Francisco 601 Townsend -> ESR 2 -> ROW D -> D.7 | D.7 | RU#33 | blanking panel |  | APC | NetShelter | AR8101BLK-4U | APC971 |  |  |  | Nov 24 2014 5:44PM
San Francisco 601 Townsend | San Francisco 601 Townsend -> ESR 2 -> ROW D -> D.7 | D.7 | RU#25 | blanking panel |  | APC | NetShelter | AR8101BLK-8U | APC972 |  |  |  | Nov 24 2014 5:44PM
San Francisco 601 Townsend | San Francisco 601 Townsend -> ESR 2 -> ROW D -> D.7 | D.7 | RU#17 | blanking panel |  | APC | NetShelter | AR8101BLK-8U | APC972 |  |  |  | Nov 24 2014 5:44PM
San Francisco 601 Townsend | San Francisco 601 Townsend -> ESR 2 -> ROW D -> D.7 | D.7 | RU#09 | blanking panel |  | APC | NetShelter | AR8101BLK-8U | APC972 |  |  |  | Nov 24 2014 5:44PM
San Francisco 601 Townsend | San Francisco 601 Townsend -> ESR 2 -> ROW D -> D.7 | D.7 | RU#01 | blanking panel |  | APC | NetShelter | AR8101BLK-8U | APC972 |  |  |  | Nov 24 2014 5:44PM
San Francisco 601 Townsend | San Francisco 601 Townsend -> ESR 2 -> Row R -> R.1 | R.1 | RU#36 | cable manager |  | Chatsworth Products | Cable Management | 30130-719 | CHPR213 |  |  |  | Nov 24 2014 5:44PM
San Francisco 601 Townsend | San Francisco 601 Townsend -> ESR 2 -> Row R -> R.1 | R.1 | RU#35 | blanking panel |  | APC | NetShelter | AR8101BLK-1U | APC969 |  |  |  | Nov 24 2014 5:44PM
San Francisco 601 Townsend | San Francisco 601 Townsend -> ESR 2 -> Row R -> R.1 | R.1 | RU#33 | blanking panel |  | APC | NetShelter | AR8101BLK-2U | APC970 |  |  |  | Nov 24 2014 5:44PM
San Francisco 601 Townsend | San Francisco 601 Townsend -> ESR 2 -> Row R -> R.1 | R.1 | RU#25 | blanking panel |  | APC | NetShelter | AR8101BLK-8U | APC972 |  |  |  | Nov 24 2014 5:44PM
San Francisco 601 Townsend | San Francisco 601 Townsend -> ESR 2 -> Row R -> R.1 | R.1 | RU#17 | blanking panel |  | APC | NetShelter | AR8101BLK-8U | APC972 |  |  |  | Nov 24 2014 5:44PM
San Francisco 601 Townsend | San Francisco 601 Townsend -> ESR 2 -> Row R -> R.1 | R.1 | RU#09 | blanking panel |  | APC | NetShelter | AR8101BLK-8U | APC972 |  |  |  | Nov 24 2014 5:44PM
San Francisco 601 Townsend | San Francisco 601 Townsend -> ESR 2 -> Row R -> R.1 | R.1 | RU#01 | blanking panel |  | APC | NetShelter | AR8101BLK-8U | APC972 |  |  |  | Nov 24 2014 5:44PM
San Francisco 601 Townsend | San Francisco 601 Townsend -> ESR 2 -> Row R -> R.2 | R.2 | RU#37 | cable manager |  | Panduit | PatchLink | WMPFSE | PAND772 |  |  |  | Nov 24 2014 5:50PM
San Francisco 601 Townsend | San Francisco 601 Townsend -> ESR 2 -> Row R -> R.2 | R.2 | RU#35 | patch panel |  | Panduit | Mini-Com | CPPA48FMWBL | PAND762 |  |  |  | Nov 24 2014 5:50PM
San Francisco 601 Townsend | San Francisco 601 Townsend -> ESR 2 -> Row R -> R.2 | R.2 | RU#33 | patch panel |  | Panduit | Mini-Com | CPPA48FMWBL | PAND762 |  |  |  | Nov 24 2014 5:49PM
San Francisco 601 Townsend | San Francisco 601 Townsend -> ESR 2 -> Row R -> R.2 | R.2 | RU#31 | patch panel |  | Panduit | Mini-Com | CPPA48FMWBL | PAND762 |  |  |  | Nov 24 2014 5:49PM
San Francisco 601 Townsend | San Francisco 601 Townsend -> ESR 2 -> Row R -> R.2 | R.2 | RU#29 | patch panel |  | Panduit | Mini-Com | CPPA48FMWBL | PAND762 |  |  |  | Nov 24 2014 5:48PM
San Francisco 601 Townsend | San Francisco 601 Townsend -> ESR 2 -> Row R -> R.2 | R.2 | RU#27 | cable manager |  | Panduit | PatchLink | WMPHF2E | PAND774 |  |  |  | Nov 24 2014 5:47PM
San Francisco 601 Townsend | San Francisco 601 Townsend -> ESR 2 -> Row R -> R.2 | R.2 | RU#25 | patch panel |  | Panduit | Mini-Com | CPPA48FMWBL | PAND762 |  |  |  | Nov 24 2014 5:47PM
San Francisco 601 Townsend | San Francisco 601 Townsend -> ESR 2 -> Row R -> R.2 | R.2 | RU#23 | patch panel |  | Panduit | Mini-Com | CPPA48FMWBL | PAND762 |  |  |  | Nov 24 2014 5:46PM
San Francisco 601 Townsend | San Francisco 601 Townsend -> ESR 2 -> Row R -> R.2 | R.2 | RU#21 | patch panel |  | Panduit | Mini-Com | CPPA48FMWBL | PAND762 |  |  |  | Nov 24 2014 5:46PM
San Francisco 601 Townsend | San Francisco 601 Townsend -> ESR 2 -> Row R -> R.2 | R.2 | RU#19 | cable manager |  | Panduit | PatchLink | WMPHF2E | PAND774 |  |  |  | Nov 24 2014 5:45PM
San Francisco 601 Townsend | San Francisco 601 Townsend -> ESR 2 -> Row R -> R.2 | R.2 | RU#16 | blanking panel |  | APC | NetShelter | AR8101BLK-3U | APCC280 |  |  |  | Nov 24 2014 5:45PM
San Francisco 601 Townsend | San Francisco 601 Townsend -> ESR 2 -> Row R -> R.2 | R.2 | RU#01 | 601T-ESRSW03 | NETWORK SERVICES | Cisco Systems | Catalyst 6500 | WS-C6509 | CSCA203 | SMG1225N7MX |  | 10.59.0.13 | Nov 24 2014 5:45PM
San Francisco 601 Townsend | San Francisco 601 Townsend -> ESR 2 -> Row R -> R.3 | R.3 | RU#37 | cable manager |  | Panduit | PatchLink | WMPFSE | PAND772 |  |  |  | Nov 24 2014 5:56PM
San Francisco 601 Townsend | San Francisco 601 Townsend -> ESR 2 -> Row R -> R.3 | R.3 | RU#35 | patch panel |  | Panduit | Mini-Com | CPPA48FMWBL | PAND762 |  |  |  | Nov 24 2014 5:56PM
San Francisco 601 Townsend | San Francisco 601 Townsend -> ESR 2 -> Row R -> R.3 | R.3 | RU#33 | patch panel |  | Panduit | Mini-Com | CPPA48FMWBL | PAND762 |  |  |  | Nov 24 2014 5:55PM
San Francisco 601 Townsend | San Francisco 601 Townsend -> ESR 2 -> Row R -> R.3 | R.3 | RU#31 | patch panel |  | Panduit | Mini-Com | CPPA48FMWBL | PAND762 |  |  |  | Nov 24 2014 5:54PM
San Francisco 601 Townsend | San Francisco 601 Townsend -> ESR 2 -> Row R -> R.3 | R.3 | RU#29 | patch panel |  | Panduit | Mini-Com | CPPA48FMWBL | PAND762 |  |  |  | Nov 24 2014 5:53PM
San Francisco 601 Townsend | San Francisco 601 Townsend -> ESR 2 -> Row R -> R.3 | R.3 | RU#27 | cable manager |  | Panduit | PatchLink | WMPHF2E | PAND774 |  |  |  | Nov 24 2014 5:53PM
San Francisco 601 Townsend | San Francisco 601 Townsend -> ESR 2 -> Row R -> R.3 | R.3 | RU#25 | patch panel |  | Panduit | Mini-Com | CPPA48FMWBL | PAND762 |  |  |  | Nov 24 2014 5:53PM
San Francisco 601 Townsend | San Francisco 601 Townsend -> ESR 2 -> Row R -> R.3 | R.3 | RU#23 | patch panel |  | Panduit | Mini-Com | CPPA48FMWBL | PAND762 |  |  |  | Nov 24 2014 5:52PM
San Francisco 601 Townsend | San Francisco 601 Townsend -> ESR 2 -> Row R -> R.3 | R.3 | RU#21 | patch panel |  | Panduit | Mini-Com | CPPA48FMWBL | PAND762 |  |  |  | Nov 24 2014 5:51PM
San Francisco 601 Townsend | San Francisco 601 Townsend -> ESR 2 -> Row R -> R.3 | R.3 | RU#19 | cable manager |  | Panduit | PatchLink | WMPHF2E | PAND774 |  |  |  | Nov 24 2014 5:51PM
San Francisco 601 Townsend | San Francisco 601 Townsend -> ESR 2 -> Row R -> R.3 | R.3 | RU#16 | blanking panel |  | APC | NetShelter | AR8101BLK-3U | APCC280 |  |  |  | Nov 24 2014 5:51PM
San Francisco 601 Townsend | San Francisco 601 Townsend -> ESR 2 -> Row R -> R.3 | R.3 | RU#01 | 601T-ESRSW04 | NETWORK SERVICES | Cisco Systems | Catalyst 6500 | WS-C6509 | CSCA203 | SMG1224N7GZ |  | 10.59.0.14 | Nov 24 2014 5:51PM
San Francisco 601 Townsend | San Francisco 601 Townsend -> ESR 2 -> Row R -> R.4 | R.4 | RU#35 | blanking panel |  | APC | NetShelter | AR8101BLK-3U | APCC280 |  |  |  | Dec 9 2014 11:30AM
San Francisco 601 Townsend | San Francisco 601 Townsend -> ESR 2 -> Row R -> R.4 | R.4 | RU#31 | blanking panel |  | APC | NetShelter | AR8101BLK-4U | APC971 |  |  |  | Dec 9 2014 11:30AM
San Francisco 601 Townsend | San Francisco 601 Townsend -> ESR 2 -> Row R -> R.4 | R.4 | RU#23 | blanking panel |  | APC | NetShelter | AR8101BLK-8U | APC972 |  |  |  | Dec 9 2014 11:30AM
San Francisco 601 Townsend | San Francisco 601 Townsend -> ESR 2 -> Row R -> R.4 | R.4 | RU#21 | cable manager |  | Panduit | PatchLink | WMPHF2E | PAND774 |  |  |  | Nov 24 2014 5:56PM
San Francisco 601 Townsend | San Francisco 601 Townsend -> ESR 2 -> Row R -> R.4 | R.4 | RU#20 | blanking panel |  | APC | NetShelter | AR8101BLK-1U | APC969 |  |  |  | Nov 24 2014 5:56PM
San Francisco 601 Townsend | San Francisco 601 Townsend -> ESR 2 -> Row R -> R.4 | R.4 | RU#19 | SFESR2-EVMON |  | Brix Networks | Brix | Brix 1000 Verifier | BRIX001 |  |  |  | Nov 24 2014 5:56PM
San Francisco 601 Townsend | San Francisco 601 Townsend -> ESR 2 -> Row R -> R.4 | R.4 | RU#16 | blanking panel |  | APC | NetShelter | AR8101BLK-3U | APCC280 |  |  |  | Nov 24 2014 5:56PM
San Francisco 601 Townsend | San Francisco 601 Townsend -> ESR 2 -> Row R -> R.4 | R.4 | RU#01 | 601T-ESRSW05 | NETWORK SERVICES | Cisco Systems | Catalyst 6500 | WS-C6509 | CSCA203 | SMG1224N7GY |  | 10.59.0.15 | Nov 24 2014 5:56PM
San Francisco 601 Townsend | San Francisco 601 Townsend -> MSR | MSR |  | IBM PC |  | IBM | Enterprise | 2105-F20 | IBM574 |  |  |  | Nov 24 2014 1:44PM
San Francisco 601 Townsend | San Francisco 601 Townsend -> MSR | MSR |  | 17 (Cybernetics: CY-VLIB-20350) |  | Cybernetics | V-LIB | CY-VLIB-20350 | CYBN045 |  |  |  | Nov 24 2014 1:20PM
San Francisco 601 Townsend | San Francisco 601 Townsend -> MSR -> 1 | 1 | RU#45 | cable manager |  | APC | NetShelter | AR8129 | APC262 |  |  |  | Nov 24 2014 1:10PM
San Francisco 601 Townsend | San Francisco 601 Townsend -> MSR -> 1 | 1 | RU#44 | patch panel |  | Panduit | Mini-Com | CP24BL | PAND393 |  |  |  | Nov 24 2014 1:09PM
San Francisco 601 Townsend | San Francisco 601 Townsend -> MSR -> 1 | 1 | RU#43 | blanking panel |  | APC | NetShelter | AR8101BLK-1U | APC969 |  |  |  | Dec 8 2014 12:44PM
San Francisco 601 Townsend | San Francisco 601 Townsend -> MSR -> 1 | 1 | RU#42 | P03KVM01 |  | Avocent | DS Series | DSR2010 | AVOC132 |  |  |  | Nov 24 2014 1:09PM
San Francisco 601 Townsend | San Francisco 601 Townsend -> MSR -> 1 | 1 | RU#41 | blanking panel |  | APC | NetShelter | AR8101BLK-1U | APC969 |  |  |  | Dec 8 2014 12:44PM
San Francisco 601 Townsend | San Francisco 601 Townsend -> MSR -> 1 | 1 | RU#40 | PDU3 |  | Generic Altima Technologies Rackmountable | PDU | AS-PDU12H/i | 0GRM265 |  |  |  | Nov 24 2014 1:09PM
San Francisco 601 Townsend | San Francisco 601 Townsend -> MSR -> 1 | 1 | RU#39 | PDU2 |  | Generic Altima Technologies Rackmountable | PDU | AS-PDU12H/i | 0GRM265 |  |  |  | Nov 24 2014 1:09PM
San Francisco 601 Townsend | San Francisco 601 Townsend -> MSR -> 1 | 1 | RU#38 | PDU1 |  | Generic Altima Technologies Rackmountable | PDU | AS-PDU12H/i | 0GRM265 |  |  |  | Nov 24 2014 1:09PM
San Francisco 601 Townsend | San Francisco 601 Townsend -> MSR -> 1 | 1 | RU#34 | blanking panel |  | APC | NetShelter | AR8101BLK-4U | APC971 |  |  |  | Dec 8 2014 12:44PM
San Francisco 601 Townsend | San Francisco 601 Townsend -> MSR -> 1 | 1 | RU#32 | SF601CMSUB1 | MESSAGING SERVICES | Hewlett-Packard | ProLiant | DL380 G5 | HEPA633 | 2UX9190283 |  |  | Nov 24 2014 1:09PM
San Francisco 601 Townsend | San Francisco 601 Townsend -> MSR -> 1 | 1 | RU#30 | SF601CMSUB2 | MESSAGING SERVICES | Hewlett-Packard | ProLiant | DL380 G5 | HEPA633 | 2UX9200422 |  |  | Nov 24 2014 1:09PM
San Francisco 601 Townsend | San Francisco 601 Townsend -> MSR -> 1 | 1 | RU#28 | blanking panel |  | APC | NetShelter | AR8101BLK-2U | APC970 |  |  |  | Dec 8 2014 12:44PM
San Francisco 601 Townsend | San Francisco 601 Townsend -> MSR -> 1 | 1 | RU#24 | blanking panel |  | APC | NetShelter | AR8101BLK-4U | APC971 |  |  |  | Dec 8 2014 12:44PM
San Francisco 601 Townsend | San Francisco 601 Townsend -> MSR -> 1 | 1 | RU#22 | Multicast-02 |  | Hewlett-Packard | NetServer | NetServer LPr (without Bezel) | HP514 | 0702AM0350 |  |  | Nov 24 2014 1:09PM
San Francisco 601 Townsend | San Francisco 601 Townsend -> MSR -> 1 | 1 | RU#21 | monitor/keyboard |  | Hewlett-Packard | Flat Panel | 348373-B21 | HEPA644 |  |  |  | Nov 24 2014 1:09PM
San Francisco 601 Townsend | San Francisco 601 Townsend -> MSR -> 1 | 1 | RU#20 | blanking panel |  | APC | NetShelter | AR8101BLK-1U | APC969 |  |  |  | Dec 8 2014 12:44PM
San Francisco 601 Townsend | San Francisco 601 Townsend -> MSR -> 1 | 1 | RU#19 | P03INFSCR01 |  | Hewlett-Packard | ProLiant | DL360 G4p | HEPA365 | USM50100RF |  | 10.58.3.31 | Nov 24 2014 1:09PM
San Francisco 601 Townsend | San Francisco 601 Townsend -> MSR -> 1 | 1 | RU#17 | blanking panel |  | APC | NetShelter | AR8101BLK-2U | APC970 |  |  |  | Dec 8 2014 12:44PM
San Francisco 601 Townsend | San Francisco 601 Townsend -> MSR -> 1 | 1 | RU#13 | blanking panel |  | APC | NetShelter | AR8101BLK-4U | APC971 |  |  |  | Dec 8 2014 12:44PM
San Francisco 601 Townsend | San Francisco 601 Townsend -> MSR -> 1 | 1 | RU#11 | P03BDCMM01 | DIRECTORY SERVICES | Hewlett-Packard | ProLiant | DL380 G4 | HEPA156 | d316ldn1m402 |  | 10.58.3.21 | Nov 24 2014 1:09PM
San Francisco 601 Townsend | San Francisco 601 Townsend -> MSR -> 1 | 1 | RU#09 | P03BDCMM01 |  | Hewlett-Packard | ProLiant | DL380 G3 | HP256 | d316ldn1m402 |  |  | Nov 24 2014 1:08PM
San Francisco 601 Townsend | San Francisco 601 Townsend -> MSR -> 1 | 1 | RU#05 | blanking panel |  | APC | NetShelter | AR8101BLK-4U | APC971 |  |  |  | Dec 8 2014 12:44PM
San Francisco 601 Townsend | San Francisco 601 Townsend -> MSR -> 1 | 1 | RU#01 | STORAGE FOR P03PRN SYSTEMS |  | Compaq | ProLiant | Smart Array Cluster Storage | CMPQ747 | 041AD1024 |  | 10.8.5.96 | Nov 24 2014 1:08PM
San Francisco 601 Townsend | San Francisco 601 Townsend -> MSR -> 10 | 10 | RU#44 | cable manager |  | Panduit | PatchLink | WMPHF2E | PAND774 |  |  |  | Nov 24 2014 1:10PM
San Francisco 601 Townsend | San Francisco 601 Townsend -> MSR -> 10 | 10 | RU#43 | patch panel |  | Generic Equipment Set | Patch Panel | 1U 24-Port RJ45 Patch Panel | GENR976 |  |  |  | Nov 24 2014 1:10PM
San Francisco 601 Townsend | San Francisco 601 Townsend -> MSR -> 10 | 10 | RU#42 | KVMSF-5 |  | Raritan Computer | Dominion KX | KX232 Rackmount | RCI142 |  |  |  | Nov 24 2014 1:10PM
San Francisco 601 Townsend | San Francisco 601 Townsend -> MSR -> 10 | 10 | RU#41 | PDU2 |  | Generic Altima Technologies Rackmountable | PDU | AS-PDU12H/i | 0GRM265 |  |  |  | Nov 24 2014 1:10PM
San Francisco 601 Townsend | San Francisco 601 Townsend -> MSR -> 10 | 10 | RU#40 | PDU1 |  | Generic Altima Technologies Rackmountable | PDU | AS-PDU12H/i | 0GRM265 |  |  |  | Nov 24 2014 1:10PM
San Francisco 601 Townsend | San Francisco 601 Townsend -> MSR -> 10 | 10 | RU#39 | blanking panel |  | APC | NetShelter | AR8101BLK-1U | APC969 |  |  |  | Dec 8 2014 12:49PM
San Francisco 601 Townsend | San Francisco 601 Townsend -> MSR -> 10 | 10 | RU#37 | SFCC01 | BACKUP SERVICES | Hewlett-Packard | ProLiant | DL385 SCSI | HEPA353 | USE606N2LN |  | 10.58.3.112 | Nov 24 2014 1:10PM
San Francisco 601 Townsend | San Francisco 601 Townsend -> MSR -> 10 | 10 | RU#33 | SFCC01MA01 | BACKUP SERVICES | SUN Microsystems | Sun Fire | V440 | SUN199 | 0608BD059F |  | 10.58.3.113 | Nov 24 2014 1:10PM
San Francisco 601 Townsend | San Francisco 601 Townsend -> MSR -> 10 | 10 | RU#32 | monitor/keyboard |  | Hewlett-Packard | Flat Panel | 348373-B21 | HEPA644 |  |  |  | Nov 24 2014 1:10PM
San Francisco 601 Townsend | San Francisco 601 Townsend -> MSR -> 10 | 10 | RU#28 | SFESX03A | SERVER SERVICES | Hewlett-Packard | ProLiant | DL585 G2 | HEPA881 | USE828NCBH |  | 10.58.3.35 | Nov 24 2014 1:10PM
San Francisco 601 Townsend | San Francisco 601 Townsend -> MSR -> 10 | 10 | RU#26 | CONNECTQEESX01 | LAB SERVICES | Hewlett-Packard | ProLiant | DL380 G5 | HEPA633 | 2UX90204ZW | 3098454 | TBD | Nov 24 2014 1:10PM
San Francisco 601 Townsend | San Francisco 601 Townsend -> MSR -> 10 | 10 | RU#24 | CONNECTQEDB09 | LAB SERVICES | Hewlett-Packard | ProLiant | DL380 G5 | HEPA633 | 2UX90400SS | 3098456 | TBD | Nov 24 2014 1:10PM
San Francisco 601 Townsend | San Francisco 601 Townsend -> MSR -> 10 | 10 | RU#21 | blanking panel |  | APC | NetShelter | AR8101BLK-3U | APCC280 |  |  |  | Dec 8 2014 12:49PM
San Francisco 601 Townsend | San Francisco 601 Townsend -> MSR -> 10 | 10 | RU#17 | blanking panel |  | APC | NetShelter | AR8101BLK-4U | APC971 |  |  |  | Dec 8 2014 12:49PM
San Francisco 601 Townsend | San Francisco 601 Townsend -> MSR -> 10 | 10 | RU#09 | blanking panel |  | APC | NetShelter | AR8101BLK-8U | APC972 |  |  |  | Dec 8 2014 12:49PM
San Francisco 601 Townsend | San Francisco 601 Townsend -> MSR -> 10 | 10 | RU#01 | blanking panel |  | APC | NetShelter | AR8101BLK-8U | APC972 |  |  |  | Dec 8 2014 12:49PM
San Francisco 601 Townsend | San Francisco 601 Townsend -> MSR -> 10.5 | 10.5 | RU#42 | blanking panel |  | APC | NetShelter | AR8101BLK-4U | APC971 |  |  |  | Nov 24 2014 1:12PM
San Francisco 601 Townsend | San Francisco 601 Townsend -> MSR -> 10.5 | 10.5 | RU#34 | blanking panel |  | APC | NetShelter | AR8101BLK-8U | APC972 |  |  |  | Nov 24 2014 1:12PM
San Francisco 601 Townsend | San Francisco 601 Townsend -> MSR -> 10.5 | 10.5 | RU#31 | SFAMS01-Shelf7 |  | Hitachi Data Systems | Thunder 9500V Series | 9500V Series Command Module | HDS009 | RKAJ-79070232 |  |  | Nov 24 2014 1:12PM
San Francisco 601 Townsend | San Francisco 601 Townsend -> MSR -> 10.5 | 10.5 | RU#28 | SFAMS01-Shelf6 |  | Hitachi Data Systems | Thunder 9500V Series | 9500V Series Command Module | HDS009 | RKAJ-79069264 |  |  | Nov 24 2014 1:12PM
San Francisco 601 Townsend | San Francisco 601 Townsend -> MSR -> 10.5 | 10.5 | RU#25 | SFAMS01-Shelf5 |  | Hitachi Data Systems | Thunder 9500V Series | 9500V Series Command Module | HDS009 | RKAJ-79061942 |  |  | Nov 24 2014 1:12PM
San Francisco 601 Townsend | San Francisco 601 Townsend -> MSR -> 10.5 | 10.5 | RU#22 | SFAMS01-Shelf4 |  | Hitachi Data Systems | Thunder 9500V Series | 9500V Series Command Module | HDS009 | RKAJ-79080055 |  |  | Nov 24 2014 1:11PM
San Francisco 601 Townsend | San Francisco 601 Townsend -> MSR -> 10.5 | 10.5 | RU#19 | SFAMS01-Shelf3 |  | Hitachi Data Systems | Thunder 9500V Series | 9500V Series Command Module | HDS009 | RKAJ-79080057 |  |  | Nov 24 2014 1:11PM
San Francisco 601 Townsend | San Francisco 601 Townsend -> MSR -> 10.5 | 10.5 | RU#16 | SFAMS01-Shelf2 |  | Hitachi Data Systems | Thunder 9500V Series | 9500V Series Command Module | HDS009 | RKAJ-79080011 |  |  | Nov 24 2014 1:11PM
San Francisco 601 Townsend | San Francisco 601 Townsend -> MSR -> 10.5 | 10.5 | RU#13 | SFAMS01-Shelf1 |  | Hitachi Data Systems | Thunder 9500V Series | 9500V Series Command Module | HDS009 | RKAJ-79080052 |  |  | Nov 24 2014 1:11PM
San Francisco 601 Townsend | San Francisco 601 Townsend -> MSR -> 10.5 | 10.5 | RU#09 | SFAMS01 | STORAGE SERVICES | Hitachi Data Systems | AMS Series | AMS 500 | HDS054 | DF700-RKHE-77014304 | 3097915 | 10.58.3.17 / 10.58.3.18 | Nov 24 2014 1:11PM
San Francisco 601 Townsend | San Francisco 601 Townsend -> MSR -> 10.5 | 10.5 | RU#01 | blanking panel |  | APC | NetShelter | AR8101BLK-8U | APC972 |  |  |  | Nov 24 2014 1:10PM
San Francisco 601 Townsend | San Francisco 601 Townsend -> MSR -> 11 | 11 | RU#44 | patch panel |  | Panduit | Data-Patch | DP48584TV25 | PAND217 |  |  |  | Nov 24 2014 1:14PM
San Francisco 601 Townsend | San Francisco 601 Townsend -> MSR -> 11 | 11 | RU#42 | cable manager |  | APC | NetShelter | AR8426A | APC994 |  |  |  | Nov 24 2014 1:14PM
San Francisco 601 Townsend | San Francisco 601 Townsend -> MSR -> 11 | 11 | RU#41 | SFF2SW01 | STORAGE SERVICES | Brocade Communications Systems | SilkWorm | SilkWorm 3800 | BROC013 | NA |  | 10.58.3.180 | Nov 24 2014 1:14PM
San Francisco 601 Townsend | San Francisco 601 Townsend -> MSR -> 11 | 11 | RU#39 | SFF1SW02 | STORAGE SERVICES | Brocade Communications Systems | SilkWorm | SilkWorm 2800 | BROC005 | FB060004549 |  | 10.58.3.88 | Nov 24 2014 1:13PM
San Francisco 601 Townsend | San Francisco 601 Townsend -> MSR -> 11 | 11 | RU#38 | blanking panel |  | APC | NetShelter | AR8101BLK-1U | APC969 |  |  |  | Dec 8 2014 12:53PM
San Francisco 601 Townsend | San Francisco 601 Townsend -> MSR -> 11 | 11 | RU#36 | SFF1SW03 | STORAGE SERVICES | Brocade Communications Systems | Switches | 5300 | BROC111 | AHX2530F02X |  | 10.58.3.195 | Nov 24 2014 1:13PM
San Francisco 601 Townsend | San Francisco 601 Townsend -> MSR -> 11 | 11 | RU#34 | blanking panel |  | APC | NetShelter | AR8101BLK-2U | APC970 |  |  |  | Dec 8 2014 12:53PM
San Francisco 601 Townsend | San Francisco 601 Townsend -> MSR -> 11 | 11 | RU#26 | blanking panel |  | APC | NetShelter | AR8101BLK-8U | APC972 |  |  |  | Dec 8 2014 12:53PM
San Francisco 601 Townsend | San Francisco 601 Townsend -> MSR -> 11 | 11 | RU#24 | SFSHARE1-NEW | STORAGE SERVICES | Isilon Systems | X-Series | X200 | ISLN037 |  |  |  | Nov 24 2014 1:13PM
San Francisco 601 Townsend | San Francisco 601 Townsend -> MSR -> 11 | 11 | RU#22 | SFSHARE2-NEW | STORAGE SERVICES | Isilon Systems | X-Series | X200 | ISLN037 |  |  |  | Nov 24 2014 1:13PM
San Francisco 601 Townsend | San Francisco 601 Townsend -> MSR -> 11 | 11 | RU#20 | SFSHARE3-NEW | STORAGE SERVICES | Isilon Systems | X-Series | X200 | ISLN037 |  |  |  | Nov 24 2014 1:13PM
San Francisco 601 Townsend | San Francisco 601 Townsend -> MSR -> 11 | 11 | RU#18 | SFSHARE4-NEW | STORAGE SERVICES | Isilon Systems | X-Series | X200 | ISLN037 |  |  |  | Nov 24 2014 1:13PM
San Francisco 601 Townsend | San Francisco 601 Townsend -> MSR -> 11 | 11 | RU#16 | blanking panel |  | APC | NetShelter | AR8101BLK-2U | APC970 |  |  |  | Dec 8 2014 12:53PM
San Francisco 601 Townsend | San Francisco 601 Townsend -> MSR -> 11 | 11 | RU#12 | blanking panel |  | APC | NetShelter | AR8101BLK-4U | APC971 |  |  |  | Dec 8 2014 12:53PM
San Francisco 601 Townsend | San Francisco 601 Townsend -> MSR -> 11 | 11 | RU#04 | blanking panel |  | APC | NetShelter | AR8101BLK-8U | APC972 |  |  |  | Dec 8 2014 12:53PM
San Francisco 601 Townsend | San Francisco 601 Townsend -> MSR -> 11 | 11 | RU#01 | SFHDS01 SHELF |  | Hitachi Data Systems | Thunder 9500V Series | 9500V Series Command Module | HDS009 |  |  |  | Nov 24 2014 1:12PM
San Francisco 601 Townsend | San Francisco 601 Townsend -> MSR -> 12 | 12 | RU#45 | patch panel |  | Generic Equipment Set | Patch Panel | 1U 24-Port RJ45 Patch Panel | GENR976 |  |  |  | Nov 24 2014 1:17PM
San Francisco 601 Townsend | San Francisco 601 Townsend -> MSR -> 12 | 12 | RU#44 | blanking panel |  | APC | NetShelter | AR8101BLK-1U | APC969 |  |  |  | Dec 8 2014 12:56PM
San Francisco 601 Townsend | San Francisco 601 Townsend -> MSR -> 12 | 12 | RU#42 | cable manager |  | APC | NetShelter | AR8426A | APC994 |  |  |  | Nov 24 2014 1:17PM
San Francisco 601 Townsend | San Francisco 601 Townsend -> MSR -> 12 | 12 | RU#41 | blanking panel |  | APC | NetShelter | AR8101BLK-1U | APC969 |  |  |  | Dec 8 2014 12:56PM
San Francisco 601 Townsend | San Francisco 601 Townsend -> MSR -> 12 | 12 | RU#40 | SFF1SW01 | STORAGE SERVICES | Brocade Communications Systems | SilkWorm | SilkWorm 3800 | BROC013 | NA |  | 10.58.3.180 | Nov 24 2014 1:17PM
San Francisco 601 Townsend | San Francisco 601 Townsend -> MSR -> 12 | 12 | RU#38 | SFF1SW02 | STORAGE SERVICES | Brocade Communications Systems | SilkWorm | SilkWorm 2800 | BROC005 | FB060004549 |  | 10.58.3.88 | Nov 24 2014 1:17PM
San Francisco 601 Townsend | San Francisco 601 Townsend -> MSR -> 12 | 12 | RU#36 | SFF2SW03 |  | Brocade Communications Systems | Switches | 5300 | BROC111 |  |  |  | Nov 24 2014 1:17PM
San Francisco 601 Townsend | San Francisco 601 Townsend -> MSR -> 12 | 12 | RU#33 | SFHDS01-SHELF |  | Hitachi Data Systems | Thunder 9500V Series | 9500V Series Command Module | HDS009 |  |  |  | Nov 24 2014 1:16PM
San Francisco 601 Townsend | San Francisco 601 Townsend -> MSR -> 12 | 12 | RU#30 | SFHDS01-SHELF9 |  | Hitachi Data Systems | Thunder 9500V Series | 9500V Series Command Module | HDS009 |  |  |  | Nov 24 2014 1:16PM
San Francisco 601 Townsend | San Francisco 601 Townsend -> MSR -> 12 | 12 | RU#27 | SFHDS01-SHELF8 |  | Hitachi Data Systems | Thunder 9500V Series | 9500V Series Command Module | HDS009 |  |  |  | Nov 24 2014 1:16PM
San Francisco 601 Townsend | San Francisco 601 Townsend -> MSR -> 12 | 12 | RU#24 | SFHDS01-SHELF7 |  | Hitachi Data Systems | Thunder 9500V Series | 9500V Series Command Module | HDS009 |  |  |  | Nov 24 2014 1:15PM
San Francisco 601 Townsend | San Francisco 601 Townsend -> MSR -> 12 | 12 | RU#21 | SFHDS01-SHELF6 |  | Hitachi Data Systems | Thunder 9500V Series | 9500V Series Command Module | HDS009 |  |  |  | Nov 24 2014 1:15PM
San Francisco 601 Townsend | San Francisco 601 Townsend -> MSR -> 12 | 12 | RU#18 | SFHDS01-SHELF5 |  | Hitachi Data Systems | Thunder 9500V Series | 9500V Series Command Module | HDS009 |  |  |  | Nov 24 2014 1:15PM
San Francisco 601 Townsend | San Francisco 601 Townsend -> MSR -> 12 | 12 | RU#15 | SFHDS01-SHELF4 |  | Hitachi Data Systems | Thunder 9500V Series | 9500V Series Command Module | HDS009 |  |  |  | Nov 24 2014 1:15PM
San Francisco 601 Townsend | San Francisco 601 Townsend -> MSR -> 12 | 12 | RU#12 | SFHDS01-SHELF3 |  | Hitachi Data Systems | Thunder 9500V Series | 9500V Series Command Module | HDS009 |  |  |  | Nov 24 2014 1:14PM
San Francisco 601 Townsend | San Francisco 601 Townsend -> MSR -> 12 | 12 | RU#09 | SFHDS01-SHELF2 |  | Hitachi Data Systems | Thunder 9500V Series | 9500V Series Command Module | HDS009 |  |  |  | Nov 24 2014 1:14PM
San Francisco 601 Townsend | San Francisco 601 Townsend -> MSR -> 12 | 12 | RU#06 | SFHDS01-SHELF1 |  | Hitachi Data Systems | Thunder 9500V Series | 9500V Series Command Module | HDS009 |  |  |  | Nov 24 2014 1:14PM
San Francisco 601 Townsend | San Francisco 601 Townsend -> MSR -> 12 | 12 | RU#02 | SFHDS01 | STORAGE SERVICES | Hitachi Data Systems | AMS Series | AMS 500 | HDS054 | 77010572 |  | 10.58.3.178 | Nov 24 2014 1:14PM
San Francisco 601 Townsend | San Francisco 601 Townsend -> MSR -> 12 | 12 | RU#01 | blanking panel |  | APC | NetShelter | AR8101BLK-1U | APC969 |  |  |  | Dec 8 2014 12:56PM
San Francisco 601 Townsend | San Francisco 601 Townsend -> MSR -> 13 | 13 | RU#44 | patch panel |  | APC | Data Distribution Cable | AR8452 | APCC241 |  |  |  | Nov 24 2014 1:18PM
San Francisco 601 Townsend | San Francisco 601 Townsend -> MSR -> 13 | 13 | RU#43 | cable manager |  | APC | NetShelter | AR8129 | APC262 |  |  |  | Nov 24 2014 1:18PM
San Francisco 601 Townsend | San Francisco 601 Townsend -> MSR -> 13 | 13 | RU#42 | PDU1 |  | Generic Altima Technologies Rackmountable | PDU | AS-PDU12H/i | 0GRM265 |  |  |  | Nov 24 2014 1:18PM
San Francisco 601 Townsend | San Francisco 601 Townsend -> MSR -> 13 | 13 | RU#40 | blanking panel |  | APC | NetShelter | AR8101BLK-2U | APC970 |  |  |  | Nov 24 2014 1:18PM
San Francisco 601 Townsend | San Francisco 601 Townsend -> MSR -> 13 | 13 | RU#38 | RELEASES-OFF 2-11-2009 |  | Hewlett-Packard | ProLiant | DL380 G3 | HP256 | D316LDN1L569 |  |  | Nov 24 2014 1:18PM
San Francisco 601 Townsend | San Francisco 601 Townsend -> MSR -> 13 | 13 | RU#36 | blanking panel |  | APC | NetShelter | AR8101BLK-2U | APC970 |  |  |  | Nov 24 2014 1:18PM
San Francisco 601 Townsend | San Francisco 601 Townsend -> MSR -> 13 | 13 | RU#34 | blanking panel |  | APC | NetShelter | AR8101BLK-2U | APC970 |  |  |  | Nov 24 2014 1:18PM
San Francisco 601 Townsend | San Francisco 601 Townsend -> MSR -> 13 | 13 | RU#33 | P01DWIIS01 | LAB SERVICES | Hewlett-Packard | ProLiant | DL360 G4 | HEPA155 | USM50308AB |  | 10.58.3.132 | Nov 24 2014 1:18PM
San Francisco 601 Townsend | San Francisco 601 Townsend -> MSR -> 13 | 13 | RU#32 | blanking panel |  | APC | NetShelter | AR8101BLK-1U | APC969 |  |  |  | Nov 24 2014 1:18PM
San Francisco 601 Townsend | San Francisco 601 Townsend -> MSR -> 13 | 13 | RU#31 | blanking panel |  | APC | NetShelter | AR8101BLK-1U | APC969 |  |  |  | Nov 24 2014 1:18PM
San Francisco 601 Townsend | San Francisco 601 Townsend -> MSR -> 13 | 13 | RU#29 | SMS-SFO-SEC | MESSAGING SERVICES | Hewlett-Packard | ProLiant | DL380 G4 | HEPA156 | 2UX54801F3 |  | 10.58.3.127 | Nov 24 2014 1:18PM
San Francisco 601 Townsend | San Francisco 601 Townsend -> MSR -> 13 | 13 | RU#27 | blanking panel |  | APC | NetShelter | AR8101BLK-2U | APC970 |  |  |  | Nov 24 2014 1:18PM
San Francisco 601 Townsend | San Francisco 601 Townsend -> MSR -> 13 | 13 | RU#25 | blanking panel |  | APC | NetShelter | AR8101BLK-2U | APC970 |  |  |  | Nov 24 2014 1:17PM
San Francisco 601 Townsend | San Francisco 601 Townsend -> MSR -> 13 | 13 | RU#23 | blanking panel |  | APC | NetShelter | AR8101BLK-2U | APC970 |  |  |  | Nov 24 2014 1:17PM
San Francisco 601 Townsend | San Francisco 601 Townsend -> MSR -> 13 | 13 | RU#21 | blanking panel |  | APC | NetShelter | AR8101BLK-2U | APC970 |  |  |  | Nov 24 2014 1:17PM
San Francisco 601 Townsend | San Francisco 601 Townsend -> MSR -> 13 | 13 | RU#19 | blanking panel |  | APC | NetShelter | AR8101BLK-2U | APC970 |  |  |  | Nov 24 2014 1:17PM
San Francisco 601 Townsend | San Francisco 601 Townsend -> MSR -> 13 | 13 | RU#17 | blanking panel |  | APC | NetShelter | AR8101BLK-2U | APC970 |  |  |  | Nov 24 2014 1:17PM
San Francisco 601 Townsend | San Francisco 601 Townsend -> MSR -> 13 | 13 | RU#16 | shelf2 |  | APC | NetShelter | AR8123 | APC981 |  |  |  | Nov 24 2014 1:17PM
San Francisco 601 Townsend | San Francisco 601 Townsend -> MSR -> 13 | 13 | RU#11 | TOTO-OFF 3-12-2009 | SERVER SERVICES | Hewlett-Packard | NetServer | LC 2000r | HP519 | NA |  | 10.58.3.135 | Nov 24 2014 1:17PM
San Francisco 601 Townsend | San Francisco 601 Townsend -> MSR -> 13 | 13 | RU#10 | shelf1 |  | Generic Equipment Set | Shelf | 19 Inch 1U Shelf | GENR944 |  |  |  | Nov 24 2014 1:17PM
San Francisco 601 Townsend | San Francisco 601 Townsend -> MSR -> 13 | 13 | RU#08 | blanking panel |  | APC | NetShelter | AR8101BLK-2U | APC970 |  |  |  | Nov 24 2014 1:17PM
San Francisco 601 Townsend | San Francisco 601 Townsend -> MSR -> 13 | 13 | RU#06 | blanking panel |  | APC | NetShelter | AR8101BLK-2U | APC970 |  |  |  | Nov 24 2014 1:17PM
San Francisco 601 Townsend | San Francisco 601 Townsend -> MSR -> 13 | 13 | RU#04 | blanking panel |  | APC | NetShelter | AR8101BLK-2U | APC970 |  |  |  | Nov 24 2014 1:17PM
San Francisco 601 Townsend | San Francisco 601 Townsend -> MSR -> 13 | 13 | RU#02 | blanking panel |  | APC | NetShelter | AR8101BLK-2U | APC970 |  |  |  | Nov 24 2014 1:17PM
San Francisco 601 Townsend | San Francisco 601 Townsend -> MSR -> 13 | 13 | RU#01 | blanking panel |  | APC | NetShelter | AR8101BLK-1U | APC969 |  |  |  | Nov 24 2014 1:17PM
San Francisco 601 Townsend | San Francisco 601 Townsend -> MSR -> 14 | 14 | RU#44 | patch panel |  | Generic Equipment Set | 1100CAT5 | Patch Panel 48-Port | GENR674 |  |  |  | Nov 24 2014 1:19PM
San Francisco 601 Townsend | San Francisco 601 Townsend -> MSR -> 14 | 14 | RU#43 | cable manager |  | APC | NetShelter | AR8129 | APC262 |  |  |  | Nov 24 2014 1:19PM
San Francisco 601 Townsend | San Francisco 601 Townsend -> MSR -> 14 | 14 | RU#35 | blanking panel |  | APC | NetShelter | AR8101BLK-8U | APC972 |  |  |  | Nov 24 2014 1:19PM
San Francisco 601 Townsend | San Francisco 601 Townsend -> MSR -> 14 | 14 | RU#27 | blanking panel |  | APC | NetShelter | AR8101BLK-8U | APC972 |  |  |  | Nov 24 2014 1:19PM
San Francisco 601 Townsend | San Francisco 601 Townsend -> MSR -> 14 | 14 | RU#25 | S2001APP14-OFF 3/12/2009 | SERVER SERVICES | Compaq | ProLiant | DL380 G2 | CMPQ158 | D243JZG2G753 |  |  | Nov 24 2014 1:19PM
San Francisco 601 Townsend | San Francisco 601 Townsend -> MSR -> 14 | 14 | RU#24 | blanking panel |  | APC | NetShelter | AR8101BLK-1U | APC969 |  |  |  | Nov 24 2014 1:19PM
San Francisco 601 Townsend | San Francisco 601 Townsend -> MSR -> 14 | 14 | RU#22 | blanking panel |  | APC | NetShelter | AR8101BLK-2U | APC970 |  |  |  | Nov 24 2014 1:19PM
San Francisco 601 Townsend | San Francisco 601 Townsend -> MSR -> 14 | 14 | RU#18 | blanking panel |  | APC | NetShelter | AR8101BLK-4U | APC971 |  |  |  | Nov 24 2014 1:19PM
San Francisco 601 Townsend | San Francisco 601 Townsend -> MSR -> 14 | 14 | RU#16 | S2001APP12 | SERVER SERVICES | Hewlett-Packard | NetServer | NetServer LPr (without Bezel) | HP514 | USO1201595 |  | 10.58.3.137 | Nov 24 2014 1:19PM
San Francisco 601 Townsend | San Francisco 601 Townsend -> MSR -> 14 | 14 | RU#15 | blanking panel |  | APC | NetShelter | AR8101BLK-1U | APC969 |  |  |  | Nov 24 2014 1:18PM
San Francisco 601 Townsend | San Francisco 601 Townsend -> MSR -> 14 | 14 | RU#13 | blanking panel |  | APC | NetShelter | AR8101BLK-2U | APC970 |  |  |  | Nov 24 2014 1:18PM
San Francisco 601 Townsend | San Francisco 601 Townsend -> MSR -> 14 | 14 | RU#09 | blanking panel |  | APC | NetShelter | AR8101BLK-4U | APC971 |  |  |  | Nov 24 2014 1:18PM
San Francisco 601 Townsend | San Francisco 601 Townsend -> MSR -> 14 | 14 | RU#01 | blanking panel |  | APC | NetShelter | AR8101BLK-8U | APC972 |  |  |  | Nov 24 2014 1:18PM
San Francisco 601 Townsend | San Francisco 601 Townsend -> MSR -> 15 | 15 | RU#44 | patch panel |  | Generic Equipment Set | 1100CAT5 | Patch Panel 48-Port | GENR674 |  |  |  | Nov 24 2014 1:20PM
San Francisco 601 Townsend | San Francisco 601 Townsend -> MSR -> 15 | 15 | RU#43 | cable manager |  | APC | NetShelter | AR8129 | APC262 |  |  |  | Nov 24 2014 1:20PM
San Francisco 601 Townsend | San Francisco 601 Townsend -> MSR -> 15 | 15 | RU#41 | blanking panel |  | APC | NetShelter | AR8101BLK-2U | APC970 |  |  |  | Dec 8 2014 1:06PM
San Francisco 601 Townsend | San Francisco 601 Townsend -> MSR -> 15 | 15 | RU#33 | blanking panel |  | APC | NetShelter | AR8101BLK-8U | APC972 |  |  |  | Dec 8 2014 1:06PM
San Francisco 601 Townsend | San Francisco 601 Townsend -> MSR -> 15 | 15 | RU#31 | D10PFCAPP01-OFF 3-12-2009 | SERVER SERVICES | Hewlett-Packard | ProLiant | DL380 G3 | HP256 | D341LDN7H022 |  | 10.58.3.119 | Nov 24 2014 1:20PM
San Francisco 601 Townsend | San Francisco 601 Townsend -> MSR -> 15 | 15 | RU#29 | P01TCHDB01 | SERVER SERVICES | Hewlett-Packard | ProLiant | DL380 G3 | HP256 | EAA8LJC138 |  | 10.58.3.124 | Nov 24 2014 1:20PM
San Francisco 601 Townsend | San Francisco 601 Townsend -> MSR -> 15 | 15 | RU#26 | blanking panel |  | APC | NetShelter | AR8101BLK-3U | APCC280 |  |  |  | Dec 8 2014 1:06PM
San Francisco 601 Townsend | San Francisco 601 Townsend -> MSR -> 15 | 15 | RU#24 | D01PMT01 | SERVER SERVICES | SUN Microsystems | Sun Fire | V240 | SUN182 | FN34320122 |  | 10.58.3.172 | Nov 24 2014 1:19PM
San Francisco 601 Townsend | San Francisco 601 Townsend -> MSR -> 15 | 15 | RU#23 | blanking panel |  | APC | NetShelter | AR8101BLK-1U | APC969 |  |  |  | Dec 8 2014 1:06PM
San Francisco 601 Townsend | San Francisco 601 Townsend -> MSR -> 15 | 15 | RU#22 | P01SERINT02 | SERVER SERVICES | Hewlett-Packard | ProLiant | DL360 G4 | HEPA155 | USM503033T |  | 10.58.3.168 | Nov 24 2014 1:19PM
San Francisco 601 Townsend | San Francisco 601 Townsend -> MSR -> 15 | 15 | RU#21 | blanking panel |  | APC | NetShelter | AR8101BLK-1U | APC969 |  |  |  | Dec 8 2014 1:06PM
San Francisco 601 Townsend | San Francisco 601 Townsend -> MSR -> 15 | 15 | RU#19 | SERIAL | SERVER SERVICES | Hewlett-Packard | NetServer | NetServer LPr (without Bezel) | HP514 | US93002633 |  | 10.58.3.166 | Nov 24 2014 1:19PM
San Francisco 601 Townsend | San Francisco 601 Townsend -> MSR -> 15 | 15 | RU#18 | blanking panel |  | APC | NetShelter | AR8101BLK-1U | APC969 |  |  |  | Dec 8 2014 1:06PM
San Francisco 601 Townsend | San Francisco 601 Townsend -> MSR -> 15 | 15 | RU#16 | SFESX01a | LAB SERVICES | Hewlett-Packard | ProLiant | DL385 SCSI | HEPA353 | USE628N7C9 |  | 10.58.3.175 | Nov 24 2014 1:19PM
San Francisco 601 Townsend | San Francisco 601 Townsend -> MSR -> 15 | 15 | RU#12 | SFESX02a | LAB SERVICES | Hewlett-Packard | ProLiant | DL580 G4 | HEPA568 | USE815N3H5 |  | 10.58.5.30 | Nov 24 2014 1:19PM
San Francisco 601 Townsend | San Francisco 601 Townsend -> MSR -> 15 | 15 | RU#09 | blanking panel |  | APC | NetShelter | AR8101BLK-3U | APCC280 |  |  |  | Dec 8 2014 1:06PM
San Francisco 601 Townsend | San Francisco 601 Townsend -> MSR -> 15 | 15 | RU#01 | blanking panel |  | APC | NetShelter | AR8101BLK-8U | APC972 |  |  |  | Dec 8 2014 1:06PM
San Francisco 601 Townsend | San Francisco 601 Townsend -> MSR -> 17 (Cybernetics: CY-VLIB-20350) | 17 (Cybernetics: CY-VLIB-20350) | Slot#5 | CY-TLL-0110 |  | Cybernetics | LTO | CY-TLL-0110 | CYBN037 |  |  |  | Nov 24 2014 1:20PM
San Francisco 601 Townsend | San Francisco 601 Townsend -> MSR -> 17 (Cybernetics: CY-VLIB-20350) | 17 (Cybernetics: CY-VLIB-20350) | Slot#4 | CY-HSTC Drive Enclosure |  | Cybernetics | HSTC | CY-HSTC Drive Enclosure | CYBN050 |  |  |  | Nov 24 2014 1:20PM
San Francisco 601 Townsend | San Francisco 601 Townsend -> MSR -> 17 (Cybernetics: CY-VLIB-20350) | 17 (Cybernetics: CY-VLIB-20350) | Slot#3 | CY-HSTC Drive Enclosure |  | Cybernetics | HSTC | CY-HSTC Drive Enclosure | CYBN050 |  |  |  | Nov 24 2014 1:20PM
San Francisco 601 Townsend | San Francisco 601 Townsend -> MSR -> 17 (Cybernetics: CY-VLIB-20350) | 17 (Cybernetics: CY-VLIB-20350) | Slot#2 | CY-HSTC Drive Enclosure |  | Cybernetics | HSTC | CY-HSTC Drive Enclosure | CYBN050 |  |  |  | Nov 24 2014 1:20PM
San Francisco 601 Townsend | San Francisco 601 Townsend -> MSR -> 17 (Cybernetics: CY-VLIB-20350) | 17 (Cybernetics: CY-VLIB-20350) | Slot#1 | CY-HSTC-111 |  | Cybernetics | HSTC | CY-HSTC-111 | CYBN029 |  |  |  | Nov 24 2014 1:20PM
San Francisco 601 Townsend | San Francisco 601 Townsend -> MSR -> 2 | 2 | RU#45 | patch panel |  | Generic Equipment Set | Patch Panel | 1U 24-Port RJ45 Patch Panel | GENR976 |  |  |  | Nov 24 2014 1:22PM
San Francisco 601 Townsend | San Francisco 601 Townsend -> MSR -> 2 | 2 | RU#44 | cable manager |  | APC | NetShelter | AR8129 | APC262 |  |  |  | Nov 24 2014 1:22PM
San Francisco 601 Townsend | San Francisco 601 Townsend -> MSR -> 2 | 2 | RU#42 | blanking panel |  | APC | NetShelter | AR8101BLK-2U | APC970 |  |  |  | Nov 24 2014 1:22PM
San Francisco 601 Townsend | San Francisco 601 Townsend -> MSR -> 2 | 2 | RU#41 | blanking panel |  | APC | NetShelter | AR8101BLK-1U | APC969 |  |  |  | Nov 24 2014 1:22PM
San Francisco 601 Townsend | San Francisco 601 Townsend -> MSR -> 2 | 2 | RU#40 | SFODSIBX01 | DIRECTORY SERVICES | Infoblox | DNS | Infoblox-1552 | IFBX011 | 1108201012100000 | 3108774 | 10.58.3.164 | Nov 24 2014 1:22PM
San Francisco 601 Townsend | San Francisco 601 Townsend -> MSR -> 2 | 2 | RU#39 | SFODSIBX02 | DIRECTORY SERVICES | Infoblox | DNS | Infoblox-1552 | IFBX011 | 1108201012100000 | 3108774 | 10.58.3.165 | Nov 24 2014 1:22PM
San Francisco 601 Townsend | San Francisco 601 Townsend -> MSR -> 2 | 2 | RU#38 | SFODSIBX01-NEW |  | Infoblox | DNS | Trinzic 1400 | IFBX026 | 1401201412100170 |  |  | Feb 25 2015 12:49PM
San Francisco 601 Townsend | San Francisco 601 Townsend -> MSR -> 2 | 2 | RU#37 | SFODSIBX02-NEW |  | Infoblox | DNS | Trinzic 1400 | IFBX026 | 1401201212100210 |  |  | Feb 25 2015 12:49PM
San Francisco 601 Townsend | San Francisco 601 Townsend -> MSR -> 2 | 2 | RU#36 | blanking panel |  | APC | NetShelter | AR8101BLK-1U | APC969 |  |  |  | Nov 24 2014 1:22PM
San Francisco 601 Townsend | San Francisco 601 Townsend -> MSR -> 2 | 2 | RU#35 | GTO | LAB SERVICES | Apple Computer | Xserve | G5 | APPL015 | g88140wex8s |  | 10.59.3.66 | Nov 24 2014 1:22PM
San Francisco 601 Townsend | San Francisco 601 Townsend -> MSR -> 2 | 2 | RU#33 | SF1DRA001 |  | Dell Computer | PowerEdge R-Series | PowerEdge R730 - 3.5 Inch Drive Bays | DELM603 | 1TJ7D42 | 1000-91293 |  | Jun 3 2015 3:10PM
San Francisco 601 Townsend | San Francisco 601 Townsend -> MSR -> 2 | 2 | RU#31 | SF1DRA002 |  | Dell Computer | PowerEdge R-Series | PowerEdge R730 - 3.5 Inch Drive Bays | DELM603 | 1TJCD42 | 1000-91298 |  | Jun 3 2015 3:10PM
San Francisco 601 Townsend | San Francisco 601 Townsend -> MSR -> 2 | 2 | RU#29 | SF1DRA003 |  | Dell Computer | PowerEdge R-Series | PowerEdge R730 - 3.5 Inch Drive Bays | DELM603 | 1TJ8D42 | 1000-91294 |  | Jun 3 2015 3:10PM
San Francisco 601 Townsend | San Francisco 601 Townsend -> MSR -> 2 | 2 | RU#27 | SF1DRA004 |  | Dell Computer | PowerEdge R-Series | PowerEdge R730 - 3.5 Inch Drive Bays | DELM603 | 1TJ6D42 | 1000-91297 |  | Jun 3 2015 3:10PM
San Francisco 601 Townsend | San Francisco 601 Townsend -> MSR -> 2 | 2 | RU#25 | SF1DRA005 |  | Dell Computer | PowerEdge R-Series | PowerEdge R730 - 3.5 Inch Drive Bays | DELM603 | 1TJ9D42 | 1000-91295 |  | Jun 3 2015 3:10PM
San Francisco 601 Townsend | San Francisco 601 Townsend -> MSR -> 2 | 2 | RU#23 | SF1DRA006 |  | Dell Computer | PowerEdge R-Series | PowerEdge R730 - 3.5 Inch Drive Bays | DELM603 | 1TJBD42 | 1000-91296 |  | Jun 3 2015 3:10PM
San Francisco 601 Townsend | San Francisco 601 Townsend -> MSR -> 2 | 2 | RU#22 | shelf2 |  | APC | NetShelter | AR8122 | APC249 |  |  |  | Nov 24 2014 1:21PM
San Francisco 601 Townsend | San Francisco 601 Townsend -> MSR -> 2 | 2 | RU#20 | blanking panel |  | APC | NetShelter | AR8101BLK-2U | APC970 |  |  |  | Nov 24 2014 1:21PM
San Francisco 601 Townsend | San Francisco 601 Townsend -> MSR -> 2 | 2 | RU#18 | blanking panel |  | APC | NetShelter | AR8101BLK-2U | APC970 |  |  |  | Nov 24 2014 1:21PM
San Francisco 601 Townsend | San Francisco 601 Townsend -> MSR -> 2 | 2 | RU#16 | blanking panel |  | APC | NetShelter | AR8101BLK-2U | APC970 |  |  |  | Nov 24 2014 1:21PM
San Francisco 601 Townsend | San Francisco 601 Townsend -> MSR -> 2 | 2 | RU#14 | blanking panel |  | APC | NetShelter | AR8101BLK-2U | APC970 |  |  |  | Nov 24 2014 1:21PM
San Francisco 601 Townsend | San Francisco 601 Townsend -> MSR -> 2 | 2 | RU#12 | blanking panel |  | APC | NetShelter | AR8101BLK-2U | APC970 |  |  |  | Nov 24 2014 1:21PM
San Francisco 601 Townsend | San Francisco 601 Townsend -> MSR -> 2 | 2 | RU#10 | blanking panel |  | APC | NetShelter | AR8101BLK-2U | APC970 |  |  |  | Nov 24 2014 1:21PM
San Francisco 601 Townsend | San Francisco 601 Townsend -> MSR -> 2 | 2 | RU#08 | blanking panel |  | APC | NetShelter | AR8101BLK-2U | APC970 |  |  |  | Nov 24 2014 1:21PM
San Francisco 601 Townsend | San Francisco 601 Townsend -> MSR -> 2 | 2 | RU#06 | blanking panel |  | APC | NetShelter | AR8101BLK-2U | APC970 |  |  |  | Nov 24 2014 1:21PM
San Francisco 601 Townsend | San Francisco 601 Townsend -> MSR -> 2 | 2 | RU#05 | shelf1 |  | APC | NetShelter | AR8122 | APC249 |  |  |  | Nov 24 2014 1:21PM
San Francisco 601 Townsend | San Francisco 601 Townsend -> MSR -> 2 | 2 | RU#03 | blanking panel |  | APC | NetShelter | AR8101BLK-2U | APC970 |  |  |  | Nov 24 2014 1:21PM
San Francisco 601 Townsend | San Francisco 601 Townsend -> MSR -> 2 | 2 | RU#01 | blanking panel |  | APC | NetShelter | AR8101BLK-2U | APC970 |  |  |  | Nov 24 2014 1:21PM
San Francisco 601 Townsend | San Francisco 601 Townsend -> MSR -> 3 | 3 | RU#45 | cable manager |  | APC | NetShelter | AR8129 | APC262 |  |  |  | Nov 24 2014 1:23PM
San Francisco 601 Townsend | San Francisco 601 Townsend -> MSR -> 3 | 3 | RU#44 | patch panel |  | Generic Equipment Set | Patch Panel | 1U 24-Port RJ45 Patch Panel | GENR976 |  |  |  | Nov 24 2014 1:23PM
San Francisco 601 Townsend | San Francisco 601 Townsend -> MSR -> 3 | 3 | RU#43 | KVMSF03 |  | Avocent | DS Series | DSR2010 | AVOC132 |  |  |  | Nov 24 2014 1:23PM
San Francisco 601 Townsend | San Francisco 601 Townsend -> MSR -> 3 | 3 | RU#42 | blanking panel |  | APC | NetShelter | AR8101BLK-1U | APC969 |  |  |  | Dec 8 2014 1:12PM
San Francisco 601 Townsend | San Francisco 601 Townsend -> MSR -> 3 | 3 | RU#41 | PDU2 |  | Generic Altima Technologies Rackmountable | PDU | AS-PDU12H/i | 0GRM265 |  |  |  | Nov 24 2014 1:23PM
San Francisco 601 Townsend | San Francisco 601 Townsend -> MSR -> 3 | 3 | RU#40 | PDU1 |  | Generic Altima Technologies Rackmountable | PDU | AS-PDU12H/i | 0GRM265 |  |  |  | Nov 24 2014 1:23PM
San Francisco 601 Townsend | San Francisco 601 Townsend -> MSR -> 3 | 3 | RU#32 | blanking panel |  | APC | NetShelter | AR8101BLK-8U | APC972 |  |  |  | Dec 8 2014 1:12PM
San Francisco 601 Townsend | San Francisco 601 Townsend -> MSR -> 3 | 3 | RU#24 | SF1HRA001 |  | Hewlett-Packard | ProLiant | DL380p G8 - SFF | HEPC893 | 2m2421005l | 3134173 |  | Dec 10 2014 5:02PM
San Francisco 601 Townsend | San Francisco 601 Townsend -> MSR -> 3 | 3 | RU#22 | LPR |  | Hewlett-Packard | NetServer | NetServer LPr (without Bezel) | HP514 |  |  |  | Nov 24 2014 1:22PM
San Francisco 601 Townsend | San Francisco 601 Townsend -> MSR -> 3 | 3 | RU#21 | shelf |  | Generic Equipment Set | Shelf | 19 Inch 1U Shelf | GENR944 |  |  |  | Nov 24 2014 1:22PM
San Francisco 601 Townsend | San Francisco 601 Townsend -> MSR -> 3 | 3 | RU#20 | blanking panel |  | APC | NetShelter | AR8101BLK-1U | APC969 |  |  |  | Dec 8 2014 1:12PM
San Francisco 601 Townsend | San Francisco 601 Townsend -> MSR -> 3 | 3 | RU#19 | IGGY | LAB SERVICES | Hewlett-Packard | ProLiant | DL360 G4 | HEPA155 | USM50306HG |  | 10.58.3.84 | Nov 24 2014 1:22PM
San Francisco 601 Townsend | San Francisco 601 Townsend -> MSR -> 3 | 3 | RU#18 | BOOTSY | LAB SERVICES | Hewlett-Packard | ProLiant | DL360 G4 | HEPA155 | USM503083X |  | 10.58.3.83 | Nov 24 2014 1:22PM
San Francisco 601 Townsend | San Francisco 601 Townsend -> MSR -> 3 | 3 | RU#17 | P03HSWEB01 | DIRECTORY SERVICES | Hewlett-Packard | ProLiant | DL320 G3 | HEPA254 | use520a1m9 |  | 10.58.3.92 | Nov 24 2014 1:22PM
San Francisco 601 Townsend | San Francisco 601 Townsend -> MSR -> 3 | 3 | RU#16 | P03WEBB02 |  | Hewlett-Packard | ProLiant | DL360 G4 | HEPA155 | USM63805UD | 3091399 | 10.58.3.90 | Nov 24 2014 1:22PM
San Francisco 601 Townsend | San Francisco 601 Townsend -> MSR -> 3 | 3 | RU#13 | blanking panel |  | APC | NetShelter | AR8101BLK-3U | APCC280 |  |  |  | Dec 8 2014 1:12PM
San Francisco 601 Townsend | San Francisco 601 Townsend -> MSR -> 3 | 3 | RU#09 | blanking panel |  | APC | NetShelter | AR8101BLK-4U | APC971 |  |  |  | Dec 8 2014 1:12PM
San Francisco 601 Townsend | San Francisco 601 Townsend -> MSR -> 3 | 3 | RU#01 | blanking panel |  | APC | NetShelter | AR8101BLK-8U | APC972 |  |  |  | Dec 8 2014 1:12PM
San Francisco 601 Townsend | San Francisco 601 Townsend -> MSR -> 3 -> SF1HRA001 | SF1HRA001 | Slot#9 | 662883-B21 |  | Hewlett-Packard | ProLiant | 662883-B21 | HEPC894 |  |  |  | Dec 10 2014 5:02PM
San Francisco 601 Townsend | San Francisco 601 Townsend -> MSR -> 8 | 8 | RU#45 | cable manager |  | APC | NetShelter | AR8129 | APC262 |  |  |  | Nov 24 2014 1:24PM
San Francisco 601 Townsend | San Francisco 601 Townsend -> MSR -> 8 | 8 | RU#44 | patch panel |  | Generic Equipment Set | Patch Panel | 1U 24-Port RJ45 Patch Panel | GENR976 |  |  |  | Nov 24 2014 1:24PM
San Francisco 601 Townsend | San Francisco 601 Townsend -> MSR -> 8 | 8 | RU#43 | blanking panel |  | APC | NetShelter | AR8101BLK-1U | APC969 |  |  |  | Nov 24 2014 1:24PM
San Francisco 601 Townsend | San Francisco 601 Townsend -> MSR -> 8 | 8 | RU#42 | PDU1 |  | Generic Altima Technologies Rackmountable | PDU | AS-PDU12H/i | 0GRM265 |  |  |  | Nov 24 2014 1:24PM
San Francisco 601 Townsend | San Francisco 601 Townsend -> MSR -> 8 | 8 | RU#41 | PDU2 |  | Generic Altima Technologies Rackmountable | PDU | AS-PDU12H/i | 0GRM265 |  |  |  | Nov 24 2014 1:24PM
San Francisco 601 Townsend | San Francisco 601 Townsend -> MSR -> 8 | 8 | RU#40 | blanking panel |  | APC | NetShelter | AR8101BLK-1U | APC969 |  |  |  | Nov 24 2014 1:24PM
San Francisco 601 Townsend | San Francisco 601 Townsend -> MSR -> 8 | 8 | RU#36 | blanking panel |  | APC | NetShelter | AR8101BLK-4U | APC971 |  |  |  | Nov 24 2014 1:24PM
San Francisco 601 Townsend | San Francisco 601 Townsend -> MSR -> 8 | 8 | RU#34 | blanking panel |  | APC | NetShelter | AR8101BLK-2U | APC970 |  |  |  | Nov 24 2014 1:24PM
San Francisco 601 Townsend | San Francisco 601 Townsend -> MSR -> 8 | 8 | RU#32 | SQUARE | SERVER SERVICES | Hewlett-Packard | ProLiant | DL380 G5 | HEPA633 | 2UX723042F |  |  | Nov 24 2014 1:24PM
San Francisco 601 Townsend | San Francisco 601 Townsend -> MSR -> 8 | 8 | RU#30 | blanking panel |  | APC | NetShelter | AR8101BLK-2U | APC970 |  |  |  | Nov 24 2014 1:24PM
San Francisco 601 Townsend | San Francisco 601 Townsend -> MSR -> 8 | 8 | RU#29 | UNO13 |  | Hewlett-Packard | ProLiant | DL320 G3 | HEPA254 | USE512A7LY |  |  | Nov 24 2014 1:24PM
San Francisco 601 Townsend | San Francisco 601 Townsend -> MSR -> 8 | 8 | RU#28 | BREEZELAB02 |  | Hewlett-Packard | ProLiant | DL360 G4p | HEPA365 | 2UX9040BOX |  |  | Nov 24 2014 1:24PM
San Francisco 601 Townsend | San Francisco 601 Townsend -> MSR -> 8 | 8 | RU#26 | CONNECTDEVDB01 | LAB SERVICES | Hewlett-Packard | ProLiant | DL380 G5 | HEPA633 | 2UX9040B15 | 3098498 | 10.129.128.78 | Nov 24 2014 1:24PM
San Francisco 601 Townsend | San Francisco 601 Townsend -> MSR -> 8 | 8 | RU#24 | blanking panel |  | APC | NetShelter | AR8101BLK-2U | APC970 |  |  |  | Nov 24 2014 1:24PM
San Francisco 601 Townsend | San Francisco 601 Townsend -> MSR -> 8 | 8 | RU#23 | P03BZTEL02 |  | Hewlett-Packard | ProLiant | DL360 G4 | HEPA155 | USM529027F |  |  | Nov 24 2014 1:24PM
San Francisco 601 Townsend | San Francisco 601 Townsend -> MSR -> 8 | 8 | RU#22 | PO3BRZEL01 |  | Hewlett-Packard | ProLiant | DL360 G4 | HEPA155 | USM52803AE |  |  | Nov 24 2014 1:24PM
San Francisco 601 Townsend | San Francisco 601 Townsend -> MSR -> 8 | 8 | RU#21 | P03HSWEB02 |  | Hewlett-Packard | ProLiant | DL360 G4p | HEPA365 | USM54603PA |  |  | Nov 24 2014 1:23PM
San Francisco 601 Townsend | San Francisco 601 Townsend -> MSR -> 8 | 8 | RU#19 | HSPDFAPP03 | LAB SERVICES | Hewlett-Packard | ProLiant | DL380 G4 | HEPA156 | 2UX61800AT |  |  | Nov 24 2014 1:23PM
San Francisco 601 Townsend | San Francisco 601 Townsend -> MSR -> 8 | 8 | RU#18 | BRZOEMTEST10 | LAB SERVICES | Hewlett-Packard | ProLiant | DL320 G3 | HEPA254 | USE512A7LW |  | 10.59.72.92 | Nov 24 2014 1:23PM
San Francisco 601 Townsend | San Francisco 601 Townsend -> MSR -> 8 | 8 | RU#16 | SCCM-SFO | SECURITY SERVICES | Hewlett-Packard | ProLiant | DL380p G8 - SFF | HEPC893 | 2M231900CW | 3122544 | 10.58.3.115, ilo=10.58.3.116 | Nov 24 2014 1:23PM
San Francisco 601 Townsend | San Francisco 601 Townsend -> MSR -> 8 | 8 | RU#15 | blanking panel |  | APC | NetShelter | AR8101BLK-1U | APC969 |  |  |  | Nov 24 2014 1:23PM
San Francisco 601 Townsend | San Francisco 601 Townsend -> MSR -> 8 | 8 | RU#13 | blanking panel |  | APC | NetShelter | AR8101BLK-2U | APC970 |  |  |  | Nov 24 2014 1:23PM
San Francisco 601 Townsend | San Francisco 601 Townsend -> MSR -> 8 | 8 | RU#09 | blanking panel |  | APC | NetShelter | AR8101BLK-4U | APC971 |  |  |  | Nov 24 2014 1:23PM
San Francisco 601 Townsend | San Francisco 601 Townsend -> MSR -> 8 | 8 | RU#01 | blanking panel |  | APC | NetShelter | AR8101BLK-8U | APC972 |  |  |  | Nov 24 2014 1:23PM
San Francisco 601 Townsend | San Francisco 601 Townsend -> MSR -> 9 | 9 | RU#40 | cable manager |  | APC | NetShelter | AR8129 | APC262 |  |  |  | Nov 24 2014 1:25PM
San Francisco 601 Townsend | San Francisco 601 Townsend -> MSR -> 9 | 9 | RU#39 | patch panel |  | Generic Equipment Set | Patch Panel | 1U 24-Port RJ45 Patch Panel | GENR976 |  |  |  | Nov 24 2014 1:25PM
San Francisco 601 Townsend | San Francisco 601 Townsend -> MSR -> 9 | 9 | RU#35 | blanking panel |  | APC | NetShelter | AR8101BLK-4U | APC971 |  |  |  | Nov 24 2014 1:25PM
San Francisco 601 Townsend | San Francisco 601 Townsend -> MSR -> 9 | 9 | RU#33 | CONNECTQEESX06 | LAB SERVICES | Hewlett-Packard | ProLiant | DL380 G5 | HEPA633 | 2UX9040B14 | 3098498 | 10.129.128.77, 10.58.3.77 | Nov 24 2014 1:25PM
San Francisco 601 Townsend | San Francisco 601 Townsend -> MSR -> 9 | 9 | RU#32 | JUMP-V120 |  | SUN Microsystems | Sun Fire | V120 | SUN125 | FF41610063 |  |  | Nov 24 2014 1:25PM
San Francisco 601 Townsend | San Francisco 601 Townsend -> MSR -> 9 | 9 | RU#31 | SOL10JUM |  | SUN Microsystems | Sun Fire | V120 | SUN125 | CF24302558 |  |  | Nov 24 2014 1:25PM
San Francisco 601 Townsend | San Francisco 601 Townsend -> MSR -> 9 | 9 | RU#29 | D03QAD01 |  | SUN Microsystems | Sun Fire | V240 | SUN182 | FN51220267 |  | 10.58.3.71 | Nov 24 2014 1:25PM
San Francisco 601 Townsend | San Francisco 601 Townsend -> MSR -> 9 | 9 | RU#27 | blanking panel |  | APC | NetShelter | AR8101BLK-2U | APC970 |  |  |  | Nov 24 2014 1:25PM
San Francisco 601 Townsend | San Francisco 601 Townsend -> MSR -> 9 | 9 | RU#23 | blanking panel |  | APC | NetShelter | AR8101BLK-4U | APC971 |  |  |  | Nov 24 2014 1:25PM
San Francisco 601 Townsend | San Francisco 601 Townsend -> MSR -> 9 | 9 | RU#21 | CONNECTQEESX05 | VTP SERVICES | Hewlett-Packard | ProLiant | DL380 G5 | HEPA633 | 2UX90303ET | 3009678 | 10.129.128.67 | Nov 24 2014 1:25PM
San Francisco 601 Townsend | San Francisco 601 Townsend -> MSR -> 9 | 9 | RU#20 | blanking panel |  | APC | NetShelter | AR8101BLK-1U | APC969 |  |  |  | Nov 24 2014 1:25PM
San Francisco 601 Townsend | San Francisco 601 Townsend -> MSR -> 9 | 9 | RU#12 | blanking panel |  | APC | NetShelter | AR8101BLK-8U | APC972 |  |  |  | Nov 24 2014 1:25PM
San Francisco 601 Townsend | San Francisco 601 Townsend -> MSR -> 9 | 9 | RU#10 | THIRD | SERVER SERVICES | Hewlett-Packard | ProLiant | DL380 G5 | HEPA633 | 2UX723043R |  | 10.58.3.202 | Nov 24 2014 1:25PM
San Francisco 601 Townsend | San Francisco 601 Townsend -> MSR -> 9 | 9 | RU#09 | blanking panel |  | APC | NetShelter | AR8101BLK-1U | APC969 |  |  |  | Nov 24 2014 1:25PM
San Francisco 601 Townsend | San Francisco 601 Townsend -> MSR -> 9 | 9 | RU#07 | blanking panel |  | APC | NetShelter | AR8101BLK-2U | APC970 |  |  |  | Nov 24 2014 1:25PM
San Francisco 601 Townsend | San Francisco 601 Townsend -> MSR -> 9 | 9 | RU#03 | blanking panel |  | APC | NetShelter | AR8101BLK-4U | APC971 |  |  |  | Nov 24 2014 1:25PM
San Francisco 601 Townsend | San Francisco 601 Townsend -> MSR -> 9 | 9 | RU#02 | PDU |  | Generic Altima Technologies Rackmountable | PDU | AS-PDU12H/i | 0GRM265 |  |  |  | Nov 24 2014 1:25PM
San Francisco 601 Townsend | San Francisco 601 Townsend -> MSR -> 9 | 9 | RU#01 | PDU |  | Generic Altima Technologies Rackmountable | PDU | AS-PDU12H/i | 0GRM265 |  |  |  | Nov 24 2014 1:24PM
San Francisco 601 Townsend | San Francisco 601 Townsend -> MSR -> R00 | R00 | RU#44 | blanking panel |  | APC | NetShelter | AR8101BLK-2U | APC970 |  |  |  | Nov 24 2014 1:27PM
San Francisco 601 Townsend | San Francisco 601 Townsend -> MSR -> R00 | R00 | RU#42 | blanking panel |  | APC | NetShelter | AR8101BLK-2U | APC970 |  |  |  | Nov 24 2014 1:27PM
San Francisco 601 Townsend | San Francisco 601 Townsend -> MSR -> R00 | R00 | RU#40 | blanking panel |  | APC | NetShelter | AR8101BLK-2U | APC970 |  |  |  | Nov 24 2014 1:27PM
San Francisco 601 Townsend | San Francisco 601 Townsend -> MSR -> R00 | R00 | RU#38 | blanking panel |  | APC | NetShelter | AR8101BLK-2U | APC970 |  |  |  | Nov 24 2014 1:27PM
San Francisco 601 Townsend | San Francisco 601 Townsend -> MSR -> R00 | R00 | RU#36 | blanking panel |  | APC | NetShelter | AR8101BLK-2U | APC970 |  |  |  | Nov 24 2014 1:27PM
San Francisco 601 Townsend | San Francisco 601 Townsend -> MSR -> R00 | R00 | RU#34 | blanking panel |  | APC | NetShelter | AR8101BLK-2U | APC970 |  |  |  | Nov 24 2014 1:27PM
San Francisco 601 Townsend | San Francisco 601 Townsend -> MSR -> R00 | R00 | RU#19 | SF601T-CS01 | NETWORK SERVICES | Cisco Systems | Catalyst 6500 | WS-C6509 (14U) | CSSY427 | NA | NA | 10.58.225.7 | Nov 24 2014 1:27PM
San Francisco 601 Townsend | San Francisco 601 Townsend -> MSR -> R00 | R00 | RU#17 | RACK00-PDUA |  | Raritan Computer | Dominion PX | PX-5273 | RCI300 |  |  |  | Nov 24 2014 1:26PM
San Francisco 601 Townsend | San Francisco 601 Townsend -> MSR -> R00 | R00 | RU#15 | RACK00-PDUB |  | Raritan Computer | Dominion PX | PX-5273 | RCI300 |  |  |  | Nov 24 2014 1:26PM
San Francisco 601 Townsend | San Francisco 601 Townsend -> MSR -> R00 | R00 | RU#01 | SF601T-CS02 | NETWORK SERVICES | Cisco Systems | Catalyst 6500 | WS-C6509 (14U) | CSSY427 | NA | NA | NA | Nov 24 2014 1:26PM
San Francisco 601 Townsend | San Francisco 601 Townsend -> MSR -> R000 | R000 | RU#44 | blanking panel |  | APC | NetShelter | AR8101BLK-2U | APC970 |  |  |  | Dec 8 2014 1:20PM
San Francisco 601 Townsend | San Francisco 601 Townsend -> MSR -> R000 | R000 | RU#42 | Valere power |  | Paradyne | Acculink | 3150-A4 | PARD054 |  |  |  | Nov 24 2014 1:27PM
San Francisco 601 Townsend | San Francisco 601 Townsend -> MSR -> R000 | R000 | RU#40 | blanking panel |  | APC | NetShelter | AR8101BLK-2U | APC970 |  |  |  | Dec 8 2014 1:20PM
San Francisco 601 Townsend | San Francisco 601 Townsend -> MSR -> R000 | R000 | RU#38 | NortelNetworks |  | Metrobility Optical Systems | Radiance | R5000-17HS | MTBL119 |  |  |  | Nov 24 2014 1:27PM
San Francisco 601 Townsend | San Francisco 601 Townsend -> MSR -> R000 | R000 | RU#33 | Fiber tray |  | ADC Telecommunications | FL2000 Series | FL2000 48 Position | ADCT593 |  |  |  | Nov 24 2014 1:27PM
San Francisco 601 Townsend | San Francisco 601 Townsend -> MSR -> R000 | R000 | RU#25 | blanking panel |  | APC | NetShelter | AR8101BLK-8U | APC972 |  |  |  | Dec 8 2014 1:20PM
San Francisco 601 Townsend | San Francisco 601 Townsend -> MSR -> R000 | R000 | RU#17 | blanking panel |  | APC | NetShelter | AR8101BLK-8U | APC972 |  |  |  | Dec 8 2014 1:20PM
San Francisco 601 Townsend | San Francisco 601 Townsend -> MSR -> R000 | R000 | RU#09 | blanking panel |  | APC | NetShelter | AR8101BLK-8U | APC972 |  |  |  | Dec 8 2014 1:20PM
San Francisco 601 Townsend | San Francisco 601 Townsend -> MSR -> R000 | R000 | RU#01 | blanking panel |  | APC | NetShelter | AR8101BLK-8U | APC972 |  |  |  | Dec 8 2014 1:20PM
San Francisco 601 Townsend | San Francisco 601 Townsend -> MSR -> R01 | R01 | RU#44 | cable manager |  | Panduit | PatchLink | WMP1E | PAND770 |  |  |  | Nov 24 2014 1:29PM
San Francisco 601 Townsend | San Francisco 601 Townsend -> MSR -> R01 | R01 | RU#42 | patch panel |  | Generic Equipment Set | Patch Panel | 2U 24-Port RJ45 Patch Panel | GENR977 |  |  |  | Nov 24 2014 1:28PM
San Francisco 601 Townsend | San Francisco 601 Townsend -> MSR -> R01 | R01 | RU#40 | cable manager |  | Panduit | PatchLink | WMP1E | PAND770 |  |  |  | Nov 24 2014 1:28PM
San Francisco 601 Townsend | San Francisco 601 Townsend -> MSR -> R01 | R01 | RU#38 | patch panel |  | Generic Equipment Set | Patch Panel | 2U 24-Port RJ45 Patch Panel | GENR977 |  |  |  | Nov 24 2014 1:28PM
San Francisco 601 Townsend | San Francisco 601 Townsend -> MSR -> R01 | R01 | RU#36 | cable manager |  | Panduit | PatchLink | WMP1E | PAND770 |  |  |  | Nov 24 2014 1:28PM
San Francisco 601 Townsend | San Francisco 601 Townsend -> MSR -> R01 | R01 | RU#34 | patch panel |  | Generic Equipment Set | Patch Panel | 2U 24-Port RJ45 Patch Panel | GENR977 |  |  |  | Nov 24 2014 1:28PM
San Francisco 601 Townsend | San Francisco 601 Townsend -> MSR -> R01 | R01 | RU#32 | cable manager |  | Panduit | PatchLink | WMP1E | PAND770 |  |  |  | Nov 24 2014 1:28PM
San Francisco 601 Townsend | San Francisco 601 Townsend -> MSR -> R01 | R01 | RU#30 | patch panel |  | Generic Equipment Set | Patch Panel | 2U 24-Port RJ45 Patch Panel | GENR977 |  |  |  | Nov 24 2014 1:28PM
San Francisco 601 Townsend | San Francisco 601 Townsend -> MSR -> R01 | R01 | RU#28 | cable manager |  | Panduit | PatchLink | WMP1E | PAND770 |  |  |  | Nov 24 2014 1:28PM
San Francisco 601 Townsend | San Francisco 601 Townsend -> MSR -> R01 | R01 | RU#27 | blanking panel |  | APC | NetShelter | AR8101BLK-1U | APC969 |  |  |  | Dec 8 2014 1:27PM
San Francisco 601 Townsend | San Francisco 601 Townsend -> MSR -> R01 | R01 | RU#25 | Quintec4 |  | MGE UPS Systems | Pulsar | 59101 | MUPS154 |  |  |  | Nov 24 2014 1:28PM
San Francisco 601 Townsend | San Francisco 601 Townsend -> MSR -> R01 | R01 | RU#23 | Quintec3 |  | MGE UPS Systems | Pulsar | 59101 | MUPS154 |  |  |  | Nov 24 2014 1:28PM
San Francisco 601 Townsend | San Francisco 601 Townsend -> MSR -> R01 | R01 | RU#21 | Quintec2 |  | MGE UPS Systems | Pulsar | 59101 | MUPS154 |  |  |  | Nov 24 2014 1:28PM
San Francisco 601 Townsend | San Francisco 601 Townsend -> MSR -> R01 | R01 | RU#19 | Quintec1 |  | MGE UPS Systems | Pulsar | 59101 | MUPS154 |  |  |  | Nov 24 2014 1:28PM
San Francisco 601 Townsend | San Francisco 601 Townsend -> MSR -> R01 | R01 | RU#18 | blanking panel |  | APC | NetShelter | AR8101BLK-1U | APC969 |  |  |  | Dec 8 2014 1:27PM
San Francisco 601 Townsend | San Francisco 601 Townsend -> MSR -> R01 | R01 | RU#16 | Blonde Tongue2 |  | MGE UPS Systems | Pulsar Evolution | 89347 | MUPS179 |  |  |  | Nov 24 2014 1:28PM
San Francisco 601 Townsend | San Francisco 601 Townsend -> MSR -> R01 | R01 | RU#15 | Blonde Tongue1 |  | MGE UPS Systems | Pulsar Evolution | 89346 | MUPS178 |  |  |  | Nov 24 2014 1:28PM
San Francisco 601 Townsend | San Francisco 601 Townsend -> MSR -> R01 | R01 | RU#14 | blanking panel |  | APC | NetShelter | AR8101BLK-1U | APC969 |  |  |  | Dec 8 2014 1:27PM
San Francisco 601 Townsend | San Francisco 601 Townsend -> MSR -> R01 | R01 | RU#13 | Time Warner Telecom |  | Telco Systems | EdgeLink | EdgeLink100 | TELC018 |  |  |  | Nov 24 2014 1:28PM
San Francisco 601 Townsend | San Francisco 601 Townsend -> MSR -> R01 | R01 | RU#12 | Cisco: Catalyst 3550-24PWR-SMI #1 |  | Cisco Systems | Catalyst 3550 | WS-3550-24PWR-SMI | CSCO537 |  |  |  | Nov 24 2014 1:28PM
San Francisco 601 Townsend | San Francisco 601 Townsend -> MSR -> R01 | R01 | RU#11 | Cisco 3400 |  | Cisco Systems | Catalyst 3550 | WS-C3550-24-EMI | CSCO495 |  |  |  | Nov 24 2014 1:28PM
San Francisco 601 Townsend | San Francisco 601 Townsend -> MSR -> R01 | R01 | RU#09 | blanking panel |  | APC | NetShelter | AR8101BLK-2U | APC970 |  |  |  | Dec 8 2014 1:27PM
San Francisco 601 Townsend | San Francisco 601 Townsend -> MSR -> R01 | R01 | RU#01 | blanking panel |  | APC | NetShelter | AR8101BLK-8U | APC972 |  |  |  | Dec 8 2014 1:27PM
San Francisco 601 Townsend | San Francisco 601 Townsend -> MSR -> R02 | R02 | RU#44 | cable manager |  | Panduit | PatchLink | WMP1E | PAND770 |  |  |  | Nov 24 2014 1:30PM
San Francisco 601 Townsend | San Francisco 601 Townsend -> MSR -> R02 | R02 | RU#42 | patch panel |  | Generic Equipment Set | Patch Panel | 2U 24-Port Fiber Patch Panel | GENR972 |  |  |  | Nov 24 2014 1:30PM
San Francisco 601 Townsend | San Francisco 601 Townsend -> MSR -> R02 | R02 | RU#40 | cable manager |  | Panduit | PatchLink | WMP1E | PAND770 |  |  |  | Nov 24 2014 1:30PM
San Francisco 601 Townsend | San Francisco 601 Townsend -> MSR -> R02 | R02 | RU#38 | patch panel |  | Generic Equipment Set | Patch Panel | 2U 24-Port RJ45 Patch Panel | GENR977 |  |  |  | Nov 24 2014 1:30PM
San Francisco 601 Townsend | San Francisco 601 Townsend -> MSR -> R02 | R02 | RU#36 | cable manager |  | Panduit | PatchLink | WMP1E | PAND770 |  |  |  | Nov 24 2014 1:29PM
San Francisco 601 Townsend | San Francisco 601 Townsend -> MSR -> R02 | R02 | RU#34 | patch panel |  | Generic Equipment Set | Patch Panel | 2U 24-Port RJ45 Patch Panel | GENR977 |  |  |  | Nov 24 2014 1:29PM
San Francisco 601 Townsend | San Francisco 601 Townsend -> MSR -> R02 | R02 | RU#32 | cable manager |  | Panduit | PatchLink | WMP1E | PAND770 |  |  |  | Nov 24 2014 1:29PM
San Francisco 601 Townsend | San Francisco 601 Townsend -> MSR -> R02 | R02 | RU#30 | patch panel |  | Generic Equipment Set | Patch Panel | 2U 24-Port RJ45 Patch Panel | GENR977 |  |  |  | Nov 24 2014 1:29PM
San Francisco 601 Townsend | San Francisco 601 Townsend -> MSR -> R02 | R02 | RU#28 | cable manager |  | Panduit | PatchLink | WMP1E | PAND770 |  |  |  | Nov 24 2014 1:29PM
San Francisco 601 Townsend | San Francisco 601 Townsend -> MSR -> R02 | R02 | RU#27 | patch panel |  | Generic Equipment Set | Patch Panel | 1U 24-Port Fiber Patch Panel | GENR971 |  |  |  | Nov 24 2014 1:29PM
San Francisco 601 Townsend | San Francisco 601 Townsend -> MSR -> R02 | R02 | RU#23 | blanking panel |  | APC | NetShelter | AR8101BLK-4U | APC971 |  |  |  | Dec 8 2014 3:32PM
San Francisco 601 Townsend | San Francisco 601 Townsend -> MSR -> R02 | R02 | RU#22 | SNFR601T-WLC-02 | NETWORK SERVICES | Cisco Systems | Cisco 4400 | AIR-WLC4404-100-K9 | CICO111 | FCW1530L0PY | 3112057 |  | Nov 24 2014 1:29PM
San Francisco 601 Townsend | San Francisco 601 Townsend -> MSR -> R02 | R02 | RU#21 | SNFR601T-WLC-01 | NETWORK SERVICES | Cisco Systems | Cisco 4400 | AIR-WLC4404-100-K9 | CICO111 | FCW1531L01Z | 3112057 |  | Nov 24 2014 1:29PM
San Francisco 601 Townsend | San Francisco 601 Townsend -> MSR -> R02 | R02 | RU#01 | 601t-core01 |  | Cisco Systems | Catalyst 6500 | WS-C6513 | CSCA235 |  |  |  | Nov 24 2014 1:29PM
San Francisco 601 Townsend | San Francisco 601 Townsend -> MSR -> R03 | R03 | RU#44 | cable manager |  | Panduit | PatchLink | WMP1E | PAND770 |  |  |  | Nov 24 2014 1:31PM
San Francisco 601 Townsend | San Francisco 601 Townsend -> MSR -> R03 | R03 | RU#42 | patch panel |  | Generic Equipment Set | Patch Panel | 2U 24-Port Fiber Patch Panel | GENR972 |  |  |  | Nov 24 2014 1:31PM
San Francisco 601 Townsend | San Francisco 601 Townsend -> MSR -> R03 | R03 | RU#40 | cable manager |  | Panduit | PatchLink | WMP1E | PAND770 |  |  |  | Nov 24 2014 1:30PM
San Francisco 601 Townsend | San Francisco 601 Townsend -> MSR -> R03 | R03 | RU#38 | patch panel |  | Generic Equipment Set | Patch Panel | 2U 24-Port RJ45 Patch Panel | GENR977 |  |  |  | Nov 24 2014 1:30PM
San Francisco 601 Townsend | San Francisco 601 Townsend -> MSR -> R03 | R03 | RU#36 | cable manager |  | Panduit | PatchLink | WMP1E | PAND770 |  |  |  | Nov 24 2014 1:30PM
San Francisco 601 Townsend | San Francisco 601 Townsend -> MSR -> R03 | R03 | RU#34 | patch panel |  | Generic Equipment Set | Patch Panel | 2U 24-Port RJ45 Patch Panel | GENR977 |  |  |  | Nov 24 2014 1:30PM
San Francisco 601 Townsend | San Francisco 601 Townsend -> MSR -> R03 | R03 | RU#32 | cable manager |  | Panduit | PatchLink | WMP1E | PAND770 |  |  |  | Nov 24 2014 1:30PM
San Francisco 601 Townsend | San Francisco 601 Townsend -> MSR -> R03 | R03 | RU#30 | patch panel |  | Generic Equipment Set | Patch Panel | 2U 24-Port RJ45 Patch Panel | GENR977 |  |  |  | Nov 24 2014 1:30PM
San Francisco 601 Townsend | San Francisco 601 Townsend -> MSR -> R03 | R03 | RU#28 | cable manager |  | Panduit | PatchLink | WMP1E | PAND770 |  |  |  | Nov 24 2014 1:30PM
San Francisco 601 Townsend | San Francisco 601 Townsend -> MSR -> R03 | R03 | RU#26 | patch panel |  | Generic Equipment Set | Patch Panel | 2U 24-Port Fiber Patch Panel | GENR972 |  |  |  | Nov 24 2014 1:30PM
San Francisco 601 Townsend | San Francisco 601 Townsend -> MSR -> R03 | R03 | RU#25 | blanking panel |  | APC | NetShelter | AR8101BLK-1U | APC969 |  |  |  | Dec 8 2014 3:35PM
San Francisco 601 Townsend | San Francisco 601 Townsend -> MSR -> R03 | R03 | RU#21 | blanking panel |  | APC | NetShelter | AR8101BLK-4U | APC971 |  |  |  | Dec 8 2014 3:35PM
San Francisco 601 Townsend | San Francisco 601 Townsend -> MSR -> R03 | R03 | RU#01 | 601t-core02 |  | Cisco Systems | Catalyst 6500 | WS-C6513 | CSCA235 |  |  |  | Nov 24 2014 1:30PM
San Francisco 601 Townsend | San Francisco 601 Townsend -> MSR -> R04 | R04 | RU#44 | cable manager |  | Panduit | PatchLink | WMP1E | PAND770 |  |  |  | Nov 24 2014 1:32PM
San Francisco 601 Townsend | San Francisco 601 Townsend -> MSR -> R04 | R04 | RU#42 | patch panel |  | Generic Equipment Set | Patch Panel | 2U 24-Port RJ45 Patch Panel | GENR977 |  |  |  | Nov 24 2014 1:32PM
San Francisco 601 Townsend | San Francisco 601 Townsend -> MSR -> R04 | R04 | RU#40 | cable manager |  | Panduit | PatchLink | WMP1E | PAND770 |  |  |  | Nov 24 2014 1:31PM
San Francisco 601 Townsend | San Francisco 601 Townsend -> MSR -> R04 | R04 | RU#38 | patch panel |  | Generic Equipment Set | Patch Panel | 2U 24-Port RJ45 Patch Panel | GENR977 |  |  |  | Nov 24 2014 1:31PM
San Francisco 601 Townsend | San Francisco 601 Townsend -> MSR -> R04 | R04 | RU#36 | cable manager |  | Panduit | PatchLink | WMP1E | PAND770 |  |  |  | Nov 24 2014 1:31PM
San Francisco 601 Townsend | San Francisco 601 Townsend -> MSR -> R04 | R04 | RU#34 | patch panel |  | Generic Equipment Set | Patch Panel | 2U 24-Port RJ45 Patch Panel | GENR977 |  |  |  | Nov 24 2014 1:31PM
San Francisco 601 Townsend | San Francisco 601 Townsend -> MSR -> R04 | R04 | RU#32 | cable manager |  | Panduit | PatchLink | WMP1E | PAND770 |  |  |  | Nov 24 2014 1:31PM
San Francisco 601 Townsend | San Francisco 601 Townsend -> MSR -> R04 | R04 | RU#30 | patch panel |  | Generic Equipment Set | Patch Panel | 2U 24-Port RJ45 Patch Panel | GENR977 |  |  |  | Nov 24 2014 1:31PM
San Francisco 601 Townsend | San Francisco 601 Townsend -> MSR -> R04 | R04 | RU#28 | blanking panel |  | APC | NetShelter | AR8101BLK-2U | APC970 |  |  |  | Dec 8 2014 3:39PM
San Francisco 601 Townsend | San Francisco 601 Townsend -> MSR -> R04 | R04 | RU#24 | blanking panel |  | APC | NetShelter | AR8101BLK-4U | APC971 |  |  |  | Dec 8 2014 3:39PM
San Francisco 601 Townsend | San Francisco 601 Townsend -> MSR -> R04 | R04 | RU#16 | blanking panel |  | APC | NetShelter | AR8101BLK-8U | APC972 |  |  |  | Dec 8 2014 3:39PM
San Francisco 601 Townsend | San Francisco 601 Townsend -> MSR -> R04 | R04 | RU#01 | Cisco: Catalyst 6509 #1 |  | Cisco Systems | Catalyst 6500 | WS-C6509 | CSCA203 |  |  |  | Nov 24 2014 1:31PM
San Francisco 601 Townsend | San Francisco 601 Townsend -> MSR -> R05 | R05 | RU#44 | cable manager |  | Panduit | PatchLink | WMP1E | PAND770 |  |  |  | Nov 24 2014 1:32PM
San Francisco 601 Townsend | San Francisco 601 Townsend -> MSR -> R05 | R05 | RU#42 | patch panel |  | Generic Equipment Set | Patch Panel | 2U 24-Port RJ45 Patch Panel | GENR977 |  |  |  | Nov 24 2014 1:32PM
San Francisco 601 Townsend | San Francisco 601 Townsend -> MSR -> R05 | R05 | RU#40 | cable manager |  | Panduit | PatchLink | WMP1E | PAND770 |  |  |  | Nov 24 2014 1:32PM
San Francisco 601 Townsend | San Francisco 601 Townsend -> MSR -> R05 | R05 | RU#38 | patch panel |  | Generic Equipment Set | Patch Panel | 2U 24-Port RJ45 Patch Panel | GENR977 |  |  |  | Nov 24 2014 1:32PM
San Francisco 601 Townsend | San Francisco 601 Townsend -> MSR -> R05 | R05 | RU#36 | cable manager |  | Panduit | PatchLink | WMP1E | PAND770 |  |  |  | Nov 24 2014 1:32PM
San Francisco 601 Townsend | San Francisco 601 Townsend -> MSR -> R05 | R05 | RU#34 | patch panel |  | Generic Equipment Set | Patch Panel | 2U 24-Port RJ45 Patch Panel | GENR977 |  |  |  | Nov 24 2014 1:32PM
San Francisco 601 Townsend | San Francisco 601 Townsend -> MSR -> R05 | R05 | RU#32 | cable manager |  | Panduit | PatchLink | WMP1E | PAND770 |  |  |  | Nov 24 2014 1:32PM
San Francisco 601 Townsend | San Francisco 601 Townsend -> MSR -> R05 | R05 | RU#30 | patch panel |  | Generic Equipment Set | Patch Panel | 2U 24-Port RJ45 Patch Panel | GENR977 |  |  |  | Nov 24 2014 1:32PM
San Francisco 601 Townsend | San Francisco 601 Townsend -> MSR -> R05 | R05 | RU#28 | cable manager |  | Panduit | PatchLink | WMP1E | PAND770 |  |  |  | Nov 24 2014 1:32PM
San Francisco 601 Townsend | San Francisco 601 Townsend -> MSR -> R05 | R05 | RU#26 | patch panel |  | Generic Equipment Set | Patch Panel | 2U 24-Port RJ45 Patch Panel | GENR977 |  |  |  | Nov 24 2014 1:32PM
San Francisco 601 Townsend | San Francisco 601 Townsend -> MSR -> R05 | R05 | RU#24 | cable manager |  | Panduit | PatchLink | WMP1E | PAND770 |  |  |  | Nov 24 2014 1:32PM
San Francisco 601 Townsend | San Francisco 601 Townsend -> MSR -> R05 | R05 | RU#22 | patch panel |  | Generic Equipment Set | Patch Panel | 2U 24-Port RJ45 Patch Panel | GENR977 |  |  |  | Nov 24 2014 1:32PM
San Francisco 601 Townsend | San Francisco 601 Townsend -> MSR -> R05 | R05 | RU#20 | cable manager |  | Panduit | PatchLink | WMP1E | PAND770 |  |  |  | Nov 24 2014 1:32PM
San Francisco 601 Townsend | San Francisco 601 Townsend -> MSR -> R05 | R05 | RU#18 | patch panel |  | Generic Equipment Set | Patch Panel | 2U 24-Port RJ45 Patch Panel | GENR977 |  |  |  | Nov 24 2014 1:32PM
San Francisco 601 Townsend | San Francisco 601 Townsend -> MSR -> R05 | R05 | RU#16 | blanking panel |  | APC | NetShelter | AR8101BLK-2U | APC970 |  |  |  | Dec 8 2014 3:42PM
San Francisco 601 Townsend | San Francisco 601 Townsend -> MSR -> R05 | R05 | RU#01 | 601t-labcore02 |  | Cisco Systems | Catalyst 6500 | WS-C6509 | CSCA203 |  |  |  | Dec 1 2014 1:41PM
San Francisco 601 Townsend | San Francisco 601 Townsend -> MSR -> R06 | R06 | RU#44 | cable manager |  | Panduit | PatchLink | WMP1E | PAND770 |  |  |  | Nov 24 2014 1:34PM
San Francisco 601 Townsend | San Francisco 601 Townsend -> MSR -> R06 | R06 | RU#42 | patch panel |  | Generic Equipment Set | Patch Panel | 2U 24-Port RJ45 Patch Panel | GENR977 |  |  |  | Nov 24 2014 1:34PM
San Francisco 601 Townsend | San Francisco 601 Townsend -> MSR -> R06 | R06 | RU#40 | cable manager |  | Panduit | PatchLink | WMP1E | PAND770 |  |  |  | Nov 24 2014 1:34PM
San Francisco 601 Townsend | San Francisco 601 Townsend -> MSR -> R06 | R06 | RU#38 | patch panel |  | Generic Equipment Set | Patch Panel | 2U 24-Port RJ45 Patch Panel | GENR977 |  |  |  | Nov 24 2014 1:34PM
San Francisco 601 Townsend | San Francisco 601 Townsend -> MSR -> R06 | R06 | RU#36 | cable manager |  | Panduit | PatchLink | WMP1E | PAND770 |  |  |  | Nov 24 2014 1:34PM
San Francisco 601 Townsend | San Francisco 601 Townsend -> MSR -> R06 | R06 | RU#34 | patch panel |  | Generic Equipment Set | Patch Panel | 2U 24-Port RJ45 Patch Panel | GENR977 |  |  |  | Nov 24 2014 1:34PM
San Francisco 601 Townsend | San Francisco 601 Townsend -> MSR -> R06 | R06 | RU#32 | cable manager |  | Panduit | PatchLink | WMP1E | PAND770 |  |  |  | Nov 24 2014 1:34PM
San Francisco 601 Townsend | San Francisco 601 Townsend -> MSR -> R06 | R06 | RU#30 | patch panel |  | Generic Equipment Set | Patch Panel | 2U 24-Port RJ45 Patch Panel | GENR977 |  |  |  | Nov 24 2014 1:33PM
San Francisco 601 Townsend | San Francisco 601 Townsend -> MSR -> R06 | R06 | RU#28 | cable manager |  | Panduit | PatchLink | WMP1E | PAND770 |  |  |  | Nov 24 2014 1:33PM
San Francisco 601 Townsend | San Francisco 601 Townsend -> MSR -> R06 | R06 | RU#26 | patch panel |  | Generic Equipment Set | Patch Panel | 2U 24-Port RJ45 Patch Panel | GENR977 |  |  |  | Nov 24 2014 1:33PM
San Francisco 601 Townsend | San Francisco 601 Townsend -> MSR -> R06 | R06 | RU#24 | cable manager |  | Panduit | PatchLink | WMP1E | PAND770 |  |  |  | Nov 24 2014 1:33PM
San Francisco 601 Townsend | San Francisco 601 Townsend -> MSR -> R06 | R06 | RU#22 | patch panel |  | Generic Equipment Set | Patch Panel | 2U 24-Port RJ45 Patch Panel | GENR977 |  |  |  | Nov 24 2014 1:33PM
San Francisco 601 Townsend | San Francisco 601 Townsend -> MSR -> R06 | R06 | RU#20 | cable manager |  | Panduit | PatchLink | WMP1E | PAND770 |  |  |  | Nov 24 2014 1:33PM
San Francisco 601 Townsend | San Francisco 601 Townsend -> MSR -> R06 | R06 | RU#18 | patch panel |  | Generic Equipment Set | Patch Panel | 2U 24-Port RJ45 Patch Panel | GENR977 |  |  |  | Nov 24 2014 1:33PM
San Francisco 601 Townsend | San Francisco 601 Townsend -> MSR -> R06 | R06 | RU#16 | cable manager |  | Panduit | PatchLink | WMP1E | PAND770 |  |  |  | Nov 24 2014 1:33PM
San Francisco 601 Townsend | San Francisco 601 Townsend -> MSR -> R06 | R06 | RU#15 | patch panel |  | Generic Equipment Set | Patch Panel | 1U 24-Port RJ45 Patch Panel | GENR976 |  |  |  | Nov 24 2014 1:33PM
San Francisco 601 Townsend | San Francisco 601 Townsend -> MSR -> R06 | R06 | RU#13 | patch panel |  | Generic Equipment Set | Patch Panel | 1U 24-Port RJ45 Patch Panel | GENR976 |  |  |  | Nov 24 2014 1:33PM
San Francisco 601 Townsend | San Francisco 601 Townsend -> MSR -> R06 | R06 | RU#14 | 601t-vg248-01 |  | Cisco Systems | Cisco 1700 | Cisco 1760 | CSCO337 |  |  |  | Nov 24 2014 1:33PM
San Francisco 601 Townsend | San Francisco 601 Townsend -> MSR -> R06 | R06 | RU#12 | 601t-vg248-02 |  | Cisco Systems | Cisco 1700 | Cisco 1760 | CSCO337 |  |  |  | Nov 24 2014 1:33PM
San Francisco 601 Townsend | San Francisco 601 Townsend -> MSR -> R06 | R06 | RU#11 | patch panel |  | Generic Equipment Set | Patch Panel | 1U 24-Port RJ45 Patch Panel | GENR976 |  |  |  | Nov 24 2014 1:33PM
San Francisco 601 Townsend | San Francisco 601 Townsend -> MSR -> R06 | R06 | RU#10 | 601t-vg248-03 |  | Cisco Systems | Cisco 1700 | Cisco 1760 | CSCO337 |  |  |  | Nov 24 2014 1:33PM
San Francisco 601 Townsend | San Francisco 601 Townsend -> MSR -> R06 | R06 | RU#09 | patch panel |  | Generic Equipment Set | Patch Panel | 1U 24-Port RJ45 Patch Panel | GENR976 |  |  |  | Nov 24 2014 1:33PM
San Francisco 601 Townsend | San Francisco 601 Townsend -> MSR -> R06 | R06 | RU#08 | 601t-vg248-04 |  | Cisco Systems | Cisco 1700 | Cisco 1760 | CSCO337 |  |  |  | Nov 24 2014 1:33PM
San Francisco 601 Townsend | San Francisco 601 Townsend -> MSR -> R06 | R06 | RU#05 | blanking panel |  | APC | NetShelter | AR8101BLK-3U | APCC280 |  |  |  | Dec 8 2014 3:46PM
San Francisco 601 Townsend | San Francisco 601 Townsend -> MSR -> R06 | R06 | RU#01 | blanking panel |  | APC | NetShelter | AR8101BLK-4U | APC971 |  |  |  | Dec 8 2014 3:46PM
San Francisco 601 Townsend | San Francisco 601 Townsend -> MSR -> R07 | R07 | RU#44 | cable manager |  | Panduit | PatchLink | WMP1E | PAND770 |  |  |  | Nov 24 2014 1:35PM
San Francisco 601 Townsend | San Francisco 601 Townsend -> MSR -> R07 | R07 | RU#42 | patch panel |  | Generic Equipment Set | Patch Panel | 2U 24-Port RJ45 Patch Panel | GENR977 |  |  |  | Nov 24 2014 1:35PM
San Francisco 601 Townsend | San Francisco 601 Townsend -> MSR -> R07 | R07 | RU#40 | cable manager |  | Panduit | PatchLink | WMP1E | PAND770 |  |  |  | Nov 24 2014 1:35PM
San Francisco 601 Townsend | San Francisco 601 Townsend -> MSR -> R07 | R07 | RU#38 | patch panel |  | Generic Equipment Set | Patch Panel | 2U 24-Port RJ45 Patch Panel | GENR977 |  |  |  | Nov 24 2014 1:35PM
San Francisco 601 Townsend | San Francisco 601 Townsend -> MSR -> R07 | R07 | RU#36 | cable manager |  | Panduit | PatchLink | WMP1E | PAND770 |  |  |  | Nov 24 2014 1:35PM
San Francisco 601 Townsend | San Francisco 601 Townsend -> MSR -> R07 | R07 | RU#34 | patch panel |  | Generic Equipment Set | Patch Panel | 2U 24-Port RJ45 Patch Panel | GENR977 |  |  |  | Nov 24 2014 1:35PM
San Francisco 601 Townsend | San Francisco 601 Townsend -> MSR -> R07 | R07 | RU#32 | cable manager |  | Panduit | PatchLink | WMP1E | PAND770 |  |  |  | Nov 24 2014 1:35PM
San Francisco 601 Townsend | San Francisco 601 Townsend -> MSR -> R07 | R07 | RU#30 | patch panel |  | Generic Equipment Set | Patch Panel | 2U 24-Port RJ45 Patch Panel | GENR977 |  |  |  | Nov 24 2014 1:35PM
San Francisco 601 Townsend | San Francisco 601 Townsend -> MSR -> R07 | R07 | RU#28 | cable manager |  | Panduit | PatchLink | WMP1E | PAND770 |  |  |  | Nov 24 2014 1:35PM
San Francisco 601 Townsend | San Francisco 601 Townsend -> MSR -> R07 | R07 | RU#26 | patch panel |  | Generic Equipment Set | Patch Panel | 2U 24-Port RJ45 Patch Panel | GENR977 |  |  |  | Nov 24 2014 1:35PM
San Francisco 601 Townsend | San Francisco 601 Townsend -> MSR -> R07 | R07 | RU#24 | cable manager |  | Panduit | PatchLink | WMP1E | PAND770 |  |  |  | Nov 24 2014 1:35PM
San Francisco 601 Townsend | San Francisco 601 Townsend -> MSR -> R07 | R07 | RU#22 | patch panel |  | Generic Equipment Set | Patch Panel | 2U 24-Port RJ45 Patch Panel | GENR977 |  |  |  | Nov 24 2014 1:35PM
San Francisco 601 Townsend | San Francisco 601 Townsend -> MSR -> R07 | R07 | RU#20 | cable manager |  | Panduit | PatchLink | WMP1E | PAND770 |  |  |  | Nov 24 2014 1:34PM
San Francisco 601 Townsend | San Francisco 601 Townsend -> MSR -> R07 | R07 | RU#18 | patch panel |  | Generic Equipment Set | Patch Panel | 2U 24-Port RJ45 Patch Panel | GENR977 |  |  |  | Nov 24 2014 1:34PM
San Francisco 601 Townsend | San Francisco 601 Townsend -> MSR -> R07 | R07 | RU#16 | cable manager |  | Panduit | PatchLink | WMP1E | PAND770 |  |  |  | Nov 24 2014 1:34PM
San Francisco 601 Townsend | San Francisco 601 Townsend -> MSR -> R07 | R07 | RU#15 | patch panel |  | Generic Equipment Set | Patch Panel | 1U 24-Port RJ45 Patch Panel | GENR976 |  |  |  | Nov 24 2014 1:34PM
San Francisco 601 Townsend | San Francisco 601 Townsend -> MSR -> R07 | R07 | RU#14 | 601t-vg248-05 |  | Cisco Systems | Cisco 2800 | CISCO2801 | CISO575 |  |  |  | Nov 24 2014 1:34PM
San Francisco 601 Townsend | San Francisco 601 Townsend -> MSR -> R07 | R07 | RU#13 | patch panel |  | Generic Equipment Set | Patch Panel | 1U 24-Port RJ45 Patch Panel | GENR976 |  |  |  | Nov 24 2014 1:34PM
San Francisco 601 Townsend | San Francisco 601 Townsend -> MSR -> R07 | R07 | RU#12 | 99ri-vg248-01 |  | Cisco Systems | Cisco 2800 | CISCO2801 | CISO575 |  |  |  | Nov 24 2014 1:34PM
San Francisco 601 Townsend | San Francisco 601 Townsend -> MSR -> R07 | R07 | RU#11 | patch panel |  | Generic Equipment Set | Patch Panel | 1U 24-Port RJ45 Patch Panel | GENR976 |  |  |  | Nov 24 2014 1:34PM
San Francisco 601 Townsend | San Francisco 601 Townsend -> MSR -> R07 | R07 | RU#10 | 99ri-vg248-02 |  | Cisco Systems | Cisco 2800 | CISCO2801 | CISO575 |  |  |  | Nov 24 2014 1:34PM
San Francisco 601 Townsend | San Francisco 601 Townsend -> MSR -> R07 | R07 | RU#08 | cable manager |  | Panduit | PatchLink | WMP1E | PAND770 |  |  |  | Nov 24 2014 1:34PM
San Francisco 601 Townsend | San Francisco 601 Townsend -> MSR -> R07 | R07 | RU#05 | blanking panel |  | APC | NetShelter | AR8101BLK-3U | APCC280 |  |  |  | Dec 8 2014 3:51PM
San Francisco 601 Townsend | San Francisco 601 Townsend -> MSR -> R07 | R07 | RU#01 | blanking panel |  | APC | NetShelter | AR8101BLK-4U | APC971 |  |  |  | Dec 8 2014 3:51PM
San Francisco 601 Townsend | San Francisco 601 Townsend -> MSR -> R08 | R08 | RU#44 | cable manager |  | Panduit | PatchLink | WMP1E | PAND770 |  |  |  | Nov 24 2014 1:37PM
San Francisco 601 Townsend | San Francisco 601 Townsend -> MSR -> R08 | R08 | RU#42 | patch panel |  | Generic Equipment Set | Patch Panel | 2U 24-Port RJ45 Patch Panel | GENR977 |  |  |  | Nov 24 2014 1:37PM
San Francisco 601 Townsend | San Francisco 601 Townsend -> MSR -> R08 | R08 | RU#40 | cable manager |  | Panduit | PatchLink | WMP1E | PAND770 |  |  |  | Nov 24 2014 1:37PM
San Francisco 601 Townsend | San Francisco 601 Townsend -> MSR -> R08 | R08 | RU#38 | patch panel |  | Generic Equipment Set | Patch Panel | 2U 24-Port RJ45 Patch Panel | GENR977 |  |  |  | Nov 24 2014 1:37PM
San Francisco 601 Townsend | San Francisco 601 Townsend -> MSR -> R08 | R08 | RU#36 | cable manager |  | Panduit | PatchLink | WMP1E | PAND770 |  |  |  | Nov 24 2014 1:37PM
San Francisco 601 Townsend | San Francisco 601 Townsend -> MSR -> R08 | R08 | RU#34 | patch panel |  | Generic Equipment Set | Patch Panel | 2U 24-Port RJ45 Patch Panel | GENR977 |  |  |  | Nov 24 2014 1:37PM
San Francisco 601 Townsend | San Francisco 601 Townsend -> MSR -> R08 | R08 | RU#32 | cable manager |  | Panduit | PatchLink | WMP1E | PAND770 |  |  |  | Nov 24 2014 1:36PM
San Francisco 601 Townsend | San Francisco 601 Townsend -> MSR -> R08 | R08 | RU#30 | patch panel |  | Generic Equipment Set | Patch Panel | 2U 24-Port RJ45 Patch Panel | GENR977 |  |  |  | Nov 24 2014 1:36PM
San Francisco 601 Townsend | San Francisco 601 Townsend -> MSR -> R08 | R08 | RU#28 | cable manager |  | Panduit | PatchLink | WMP1E | PAND770 |  |  |  | Nov 24 2014 1:36PM
San Francisco 601 Townsend | San Francisco 601 Townsend -> MSR -> R08 | R08 | RU#26 | patch panel |  | Generic Equipment Set | Patch Panel | 2U 24-Port RJ45 Patch Panel | GENR977 |  |  |  | Nov 24 2014 1:36PM
San Francisco 601 Townsend | San Francisco 601 Townsend -> MSR -> R08 | R08 | RU#24 | cable manager |  | Panduit | PatchLink | WMP1E | PAND770 |  |  |  | Nov 24 2014 1:36PM
San Francisco 601 Townsend | San Francisco 601 Townsend -> MSR -> R08 | R08 | RU#22 | patch panel |  | Generic Equipment Set | Patch Panel | 2U 24-Port RJ45 Patch Panel | GENR977 |  |  |  | Nov 24 2014 1:36PM
San Francisco 601 Townsend | San Francisco 601 Townsend -> MSR -> R08 | R08 | RU#20 | cable manager |  | Panduit | PatchLink | WMP1E | PAND770 |  |  |  | Nov 24 2014 1:36PM
San Francisco 601 Townsend | San Francisco 601 Townsend -> MSR -> R08 | R08 | RU#18 | patch panel |  | Generic Equipment Set | Patch Panel | 2U 24-Port RJ45 Patch Panel | GENR977 |  |  |  | Nov 24 2014 1:36PM
San Francisco 601 Townsend | San Francisco 601 Townsend -> MSR -> R08 | R08 | RU#16 | cable manager |  | Panduit | PatchLink | WMP1E | PAND770 |  |  |  | Nov 24 2014 1:36PM
San Francisco 601 Townsend | San Francisco 601 Townsend -> MSR -> R08 | R08 | RU#01 | 601t-Labsw01 |  | Cisco Systems | Catalyst 6000 | Catalyst 6009 | CSCA201 |  |  |  | Nov 24 2014 1:36PM
San Francisco 601 Townsend | San Francisco 601 Townsend -> MSR -> R09 | R09 | RU#44 | cable manager |  | Panduit | PatchLink | WMP1E | PAND770 |  |  |  | Nov 24 2014 1:38PM
San Francisco 601 Townsend | San Francisco 601 Townsend -> MSR -> R09 | R09 | RU#42 | patch panel |  | Generic Equipment Set | Patch Panel | 2U 24-Port RJ45 Patch Panel | GENR977 |  |  |  | Nov 24 2014 1:38PM
San Francisco 601 Townsend | San Francisco 601 Townsend -> MSR -> R09 | R09 | RU#40 | cable manager |  | Panduit | PatchLink | WMP1E | PAND770 |  |  |  | Nov 24 2014 1:38PM
San Francisco 601 Townsend | San Francisco 601 Townsend -> MSR -> R09 | R09 | RU#38 | patch panel |  | Generic Equipment Set | Patch Panel | 2U 24-Port RJ45 Patch Panel | GENR977 |  |  |  | Nov 24 2014 1:38PM
San Francisco 601 Townsend | San Francisco 601 Townsend -> MSR -> R09 | R09 | RU#36 | cable manager |  | Panduit | PatchLink | WMP1E | PAND770 |  |  |  | Nov 24 2014 1:37PM
San Francisco 601 Townsend | San Francisco 601 Townsend -> MSR -> R09 | R09 | RU#34 | patch panel |  | Generic Equipment Set | Patch Panel | 2U 24-Port RJ45 Patch Panel | GENR977 |  |  |  | Nov 24 2014 1:37PM
San Francisco 601 Townsend | San Francisco 601 Townsend -> MSR -> R09 | R09 | RU#32 | cable manager |  | Panduit | PatchLink | WMP1E | PAND770 |  |  |  | Nov 24 2014 1:37PM
San Francisco 601 Townsend | San Francisco 601 Townsend -> MSR -> R09 | R09 | RU#30 | patch panel |  | Generic Equipment Set | Patch Panel | 2U 24-Port RJ45 Patch Panel | GENR977 |  |  |  | Nov 24 2014 1:37PM
San Francisco 601 Townsend | San Francisco 601 Townsend -> MSR -> R09 | R09 | RU#28 | cable manager |  | Panduit | PatchLink | WMP1E | PAND770 |  |  |  | Nov 24 2014 1:37PM
San Francisco 601 Townsend | San Francisco 601 Townsend -> MSR -> R09 | R09 | RU#26 | patch panel |  | Generic Equipment Set | Patch Panel | 2U 24-Port RJ45 Patch Panel | GENR977 |  |  |  | Nov 24 2014 1:37PM
San Francisco 601 Townsend | San Francisco 601 Townsend -> MSR -> R09 | R09 | RU#24 | cable manager |  | Panduit | PatchLink | WMP1E | PAND770 |  |  |  | Nov 24 2014 1:37PM
San Francisco 601 Townsend | San Francisco 601 Townsend -> MSR -> R09 | R09 | RU#22 | patch panel |  | Generic Equipment Set | Patch Panel | 2U 24-Port RJ45 Patch Panel | GENR977 |  |  |  | Nov 24 2014 1:37PM
San Francisco 601 Townsend | San Francisco 601 Townsend -> MSR -> R09 | R09 | RU#20 | cable manager |  | Panduit | PatchLink | WMP1E | PAND770 |  |  |  | Nov 24 2014 1:37PM
San Francisco 601 Townsend | San Francisco 601 Townsend -> MSR -> R09 | R09 | RU#18 | patch panel |  | Generic Equipment Set | Patch Panel | 2U 24-Port RJ45 Patch Panel | GENR977 |  |  |  | Nov 24 2014 1:37PM
San Francisco 601 Townsend | San Francisco 601 Townsend -> MSR -> R09 | R09 | RU#17 | blanking panel |  | APC | NetShelter | AR8101BLK-1U | APC969 |  |  |  | Dec 8 2014 3:58PM
San Francisco 601 Townsend | San Francisco 601 Townsend -> MSR -> R09 | R09 | RU#16 | CONSF3 | DATA CENTER OPERATIONS | Cyclades | AlterPath | ATP0200 | CYCL045 | 140686070 | N/A | 10.58.3.98 | Nov 24 2014 1:37PM
San Francisco 601 Townsend | San Francisco 601 Townsend -> MSR -> R09 | R09 | RU#13 | blanking panel |  | APC | NetShelter | AR8101BLK-3U | APCC280 |  |  |  | Dec 8 2014 3:58PM
San Francisco 601 Townsend | San Francisco 601 Townsend -> MSR -> R09 | R09 | RU#09 | blanking panel |  | APC | NetShelter | AR8101BLK-4U | APC971 |  |  |  | Dec 8 2014 3:58PM
San Francisco 601 Townsend | San Francisco 601 Townsend -> MSR -> R09 | R09 | RU#01 | blanking panel |  | APC | NetShelter | AR8101BLK-8U | APC972 |  |  |  | Dec 8 2014 3:58PM
San Francisco 601 Townsend | San Francisco 601 Townsend -> MSR -> R10 | R10 | RU#44 | cable manager |  | Panduit | PatchLink | WMP1E | PAND770 |  |  |  | Nov 24 2014 1:39PM
San Francisco 601 Townsend | San Francisco 601 Townsend -> MSR -> R10 | R10 | RU#42 | patch panel |  | Generic Equipment Set | Patch Panel | 2U 24-Port RJ45 Patch Panel | GENR977 |  |  |  | Nov 24 2014 1:39PM
San Francisco 601 Townsend | San Francisco 601 Townsend -> MSR -> R10 | R10 | RU#40 | cable manager |  | Panduit | PatchLink | WMP1E | PAND770 |  |  |  | Nov 24 2014 1:39PM
San Francisco 601 Townsend | San Francisco 601 Townsend -> MSR -> R10 | R10 | RU#38 | patch panel |  | Generic Equipment Set | Patch Panel | 2U 24-Port RJ45 Patch Panel | GENR977 |  |  |  | Nov 24 2014 1:39PM
San Francisco 601 Townsend | San Francisco 601 Townsend -> MSR -> R10 | R10 | RU#36 | cable manager |  | Panduit | PatchLink | WMP1E | PAND770 |  |  |  | Nov 24 2014 1:39PM
San Francisco 601 Townsend | San Francisco 601 Townsend -> MSR -> R10 | R10 | RU#34 | patch panel |  | Generic Equipment Set | Patch Panel | 2U 24-Port RJ45 Patch Panel | GENR977 |  |  |  | Nov 24 2014 1:39PM
San Francisco 601 Townsend | San Francisco 601 Townsend -> MSR -> R10 | R10 | RU#32 | cable manager |  | Panduit | PatchLink | WMP1E | PAND770 |  |  |  | Nov 24 2014 1:39PM
San Francisco 601 Townsend | San Francisco 601 Townsend -> MSR -> R10 | R10 | RU#30 | patch panel |  | Generic Equipment Set | Patch Panel | 2U 24-Port RJ45 Patch Panel | GENR977 |  |  |  | Nov 24 2014 1:39PM
San Francisco 601 Townsend | San Francisco 601 Townsend -> MSR -> R10 | R10 | RU#28 | cable manager |  | Panduit | PatchLink | WMP1E | PAND770 |  |  |  | Nov 24 2014 1:39PM
San Francisco 601 Townsend | San Francisco 601 Townsend -> MSR -> R10 | R10 | RU#26 | patch panel |  | Generic Equipment Set | Patch Panel | 2U 24-Port RJ45 Patch Panel | GENR977 |  |  |  | Nov 24 2014 1:39PM
San Francisco 601 Townsend | San Francisco 601 Townsend -> MSR -> R10 | R10 | RU#24 | cable manager |  | Panduit | PatchLink | WMP1E | PAND770 |  |  |  | Nov 24 2014 1:38PM
San Francisco 601 Townsend | San Francisco 601 Townsend -> MSR -> R10 | R10 | RU#22 | patch panel |  | Generic Equipment Set | Patch Panel | 2U 24-Port RJ45 Patch Panel | GENR977 |  |  |  | Nov 24 2014 1:38PM
San Francisco 601 Townsend | San Francisco 601 Townsend -> MSR -> R10 | R10 | RU#20 | cable manager |  | Panduit | PatchLink | WMP1E | PAND770 |  |  |  | Nov 24 2014 1:38PM
San Francisco 601 Townsend | San Francisco 601 Townsend -> MSR -> R10 | R10 | RU#18 | patch panel |  | Generic Equipment Set | Patch Panel | 2U 24-Port RJ45 Patch Panel | GENR977 |  |  |  | Nov 24 2014 1:38PM
San Francisco 601 Townsend | San Francisco 601 Townsend -> MSR -> R10 | R10 | RU#16 | cable manager |  | Panduit | PatchLink | WMP1E | PAND770 |  |  |  | Nov 24 2014 1:38PM
San Francisco 601 Townsend | San Francisco 601 Townsend -> MSR -> R10 | R10 | RU#01 | 601t-edcsw01 |  | Cisco Systems | Catalyst 6500 | WS-C6509 | CSCA203 |  |  |  | Nov 24 2014 1:38PM
San Francisco 601 Townsend | San Francisco 601 Townsend -> MSR -> R11 | R11 | RU#44 | cable manager |  | Panduit | PatchLink | WMP1E | PAND770 |  |  |  | Nov 24 2014 1:40PM
San Francisco 601 Townsend | San Francisco 601 Townsend -> MSR -> R11 | R11 | RU#42 | patch panel |  | Generic Equipment Set | Patch Panel | 2U 24-Port RJ45 Patch Panel | GENR977 |  |  |  | Nov 24 2014 1:40PM
San Francisco 601 Townsend | San Francisco 601 Townsend -> MSR -> R11 | R11 | RU#40 | cable manager |  | Panduit | PatchLink | WMP1E | PAND770 |  |  |  | Nov 24 2014 1:40PM
San Francisco 601 Townsend | San Francisco 601 Townsend -> MSR -> R11 | R11 | RU#38 | SFSANDBOXFW |  | Juniper Networks | SSG Series | SSG-520-001 | JUNP443 |  |  |  | Nov 24 2014 1:40PM
San Francisco 601 Townsend | San Francisco 601 Townsend -> MSR -> R11 | R11 | RU#36 | AR8107BLK-2U |  | APC | NetShelter | AR8107BLK-2U | APC975 |  |  |  | Feb 25 2015 3:22PM
San Francisco 601 Townsend | San Francisco 601 Townsend -> MSR -> R11 | R11 | RU#35 | CONSF1 |  | Cyclades | AlterPath | ATP0015 | CYCL051 |  |  |  | Nov 24 2014 1:40PM
San Francisco 601 Townsend | San Francisco 601 Townsend -> MSR -> R11 | R11 | RU#34 | 601T-SBSW01 |  | Cisco Systems | Catalyst 3550 | WS-C3550-24-FX-SMI | CSCO296 |  |  |  | Nov 24 2014 1:40PM
San Francisco 601 Townsend | San Francisco 601 Townsend -> MSR -> R11 | R11 | RU#33 | KVMSF-3 |  | Raritan Computer | Dominion KX | KX432 Rackmount | RCI144 |  |  |  | Nov 24 2014 1:40PM
San Francisco 601 Townsend | San Francisco 601 Townsend -> MSR -> R11 | R11 | RU#32 | 601T-GUESTNETFW | NETWORK SERVICES | Juniper Networks | SSG Series | SSG 20 | JUNP065 | AD2911AA0282 | N/A | 10.58.0.34 | Nov 24 2014 1:40PM
San Francisco 601 Townsend | San Francisco 601 Townsend -> MSR -> R11 | R11 | RU#31 | SFENGWLANFW |  | Juniper Networks | SSG Series | SSG320M-AC | JUNP403 |  |  |  | Nov 24 2014 1:39PM
San Francisco 601 Townsend | San Francisco 601 Townsend -> MSR -> R11 | R11 | RU#30 | 601T-SBINETRA | NETWORK SERVICES | Cisco Systems | Catalyst 3750 | WS-C3750-48PS-E | CISO355 | FOC1214W4M7 | N/A | N/A | Nov 24 2014 1:39PM
San Francisco 601 Townsend | San Francisco 601 Townsend -> MSR -> R11 | R11 | RU#29 | ASA-SANDBOX | SECURITY SERVICES | Cisco Systems | ASA 5500 | ASA 5520 | CICO119 | JMX1517L08T | N/A | 10.130.129.XX | Nov 24 2014 1:39PM
San Francisco 601 Townsend | San Francisco 601 Townsend -> MSR -> R11 | R11 | RU#28 | blanking panel |  | APC | NetShelter | AR8101BLK-1U | APC969 |  |  |  | Dec 8 2014 4:04PM
San Francisco 601 Townsend | San Francisco 601 Townsend -> MSR -> R11 | R11 | RU#25 | SFO601VGW1 | TELECOM SERVICES | Cisco Systems | Cisco 3800 | CISCO3845 | CISO580 | FTX1525AJZE |  | 10.58.2.35 | Nov 24 2014 1:39PM
San Francisco 601 Townsend | San Francisco 601 Townsend -> MSR -> R11 | R11 | RU#22 | SFO601VGW2 | TELECOM SERVICES | Cisco Systems | Cisco 3800 | CISCO3845 | CISO580 | FTX1525AJZF |  | 10.58.2.36 | Nov 24 2014 1:39PM
San Francisco 601 Townsend | San Francisco 601 Townsend -> MSR -> R11 | R11 | RU#21 | blanking panel |  | APC | NetShelter | AR8101BLK-1U | APC969 |  |  |  | Dec 8 2014 4:04PM
San Francisco 601 Townsend | San Francisco 601 Townsend -> MSR -> R11 | R11 | RU#17 | blanking panel |  | APC | NetShelter | AR8101BLK-4U | APC971 |  |  |  | Dec 8 2014 4:04PM
San Francisco 601 Townsend | San Francisco 601 Townsend -> MSR -> R11 | R11 | RU#09 | blanking panel |  | APC | NetShelter | AR8101BLK-8U | APC972 |  |  |  | Dec 8 2014 4:04PM
San Francisco 601 Townsend | San Francisco 601 Townsend -> MSR -> R11 | R11 | RU#01 | blanking panel |  | APC | NetShelter | AR8101BLK-8U | APC972 |  |  |  | Dec 8 2014 4:04PM
San Francisco 601 Townsend | San Francisco 601 Townsend -> MSR -> R12 | R12 | RU#44 | cable manager |  | Panduit | PatchLink | WMP1E | PAND770 |  |  |  | Nov 24 2014 1:41PM
San Francisco 601 Townsend | San Francisco 601 Townsend -> MSR -> R12 | R12 | RU#42 | patch panel |  | Generic Equipment Set | Patch Panel | 2U 24-Port RJ45 Patch Panel | GENR977 |  |  |  | Nov 24 2014 1:41PM
San Francisco 601 Townsend | San Francisco 601 Townsend -> MSR -> R12 | R12 | RU#40 | cable manager |  | Panduit | PatchLink | WMP1E | PAND770 |  |  |  | Nov 24 2014 1:41PM
San Francisco 601 Townsend | San Francisco 601 Townsend -> MSR -> R12 | R12 | RU#38 | patch panel |  | Generic Equipment Set | Patch Panel | 2U 24-Port RJ45 Patch Panel | GENR977 |  |  |  | Nov 24 2014 1:41PM
San Francisco 601 Townsend | San Francisco 601 Townsend -> MSR -> R12 | R12 | RU#36 | cable manager |  | Panduit | PatchLink | WMP1E | PAND770 |  |  |  | Nov 24 2014 1:41PM
San Francisco 601 Townsend | San Francisco 601 Townsend -> MSR -> R12 | R12 | RU#34 | patch panel |  | Generic Equipment Set | Patch Panel | 2U 24-Port RJ45 Patch Panel | GENR977 |  |  |  | Nov 24 2014 1:41PM
San Francisco 601 Townsend | San Francisco 601 Townsend -> MSR -> R12 | R12 | RU#32 | cable manager |  | Panduit | PatchLink | WMP1E | PAND770 |  |  |  | Nov 24 2014 1:41PM
San Francisco 601 Townsend | San Francisco 601 Townsend -> MSR -> R12 | R12 | RU#30 | patch panel |  | Generic Equipment Set | Patch Panel | 2U 24-Port RJ45 Patch Panel | GENR977 |  |  |  | Nov 24 2014 1:41PM
San Francisco 601 Townsend | San Francisco 601 Townsend -> MSR -> R12 | R12 | RU#28 | cable manager |  | Panduit | PatchLink | WMP1E | PAND770 |  |  |  | Nov 24 2014 1:41PM
San Francisco 601 Townsend | San Francisco 601 Townsend -> MSR -> R12 | R12 | RU#26 | patch panel |  | Generic Equipment Set | Patch Panel | 2U 24-Port RJ45 Patch Panel | GENR977 |  |  |  | Nov 24 2014 1:41PM
San Francisco 601 Townsend | San Francisco 601 Townsend -> MSR -> R12 | R12 | RU#24 | cable manager |  | Panduit | PatchLink | WMP1E | PAND770 |  |  |  | Nov 24 2014 1:41PM
San Francisco 601 Townsend | San Francisco 601 Townsend -> MSR -> R12 | R12 | RU#22 | patch panel |  | Generic Equipment Set | Patch Panel | 2U 24-Port RJ45 Patch Panel | GENR977 |  |  |  | Nov 24 2014 1:41PM
San Francisco 601 Townsend | San Francisco 601 Townsend -> MSR -> R12 | R12 | RU#20 | cable manager |  | Panduit | PatchLink | WMP1E | PAND770 |  |  |  | Nov 24 2014 1:41PM
San Francisco 601 Townsend | San Francisco 601 Townsend -> MSR -> R12 | R12 | RU#18 | patch panel |  | Generic Equipment Set | Patch Panel | 2U 24-Port RJ45 Patch Panel | GENR977 |  |  |  | Nov 24 2014 1:41PM
San Francisco 601 Townsend | San Francisco 601 Townsend -> MSR -> R12 | R12 | RU#16 | cable manager |  | Panduit | PatchLink | WMP1E | PAND770 |  |  |  | Nov 24 2014 1:41PM
San Francisco 601 Townsend | San Francisco 601 Townsend -> MSR -> R12 | R12 | RU#01 | 601t-svrsw01 |  | Cisco Systems | Catalyst 6500 | WS-C6509 | CSCA203 |  |  |  | Nov 24 2014 1:41PM
San Francisco 601 Townsend | San Francisco 601 Townsend -> MSR -> R13 | R13 | RU#44 | cable manager |  | Panduit | PatchLink | WMP1E | PAND770 |  |  |  | Nov 24 2014 1:43PM
San Francisco 601 Townsend | San Francisco 601 Townsend -> MSR -> R13 | R13 | RU#42 | patch panel |  | Generic Equipment Set | Patch Panel | 2U 24-Port RJ45 Patch Panel | GENR977 |  |  |  | Nov 24 2014 1:43PM
San Francisco 601 Townsend | San Francisco 601 Townsend -> MSR -> R13 | R13 | RU#40 | cable manager |  | Panduit | PatchLink | WMP1E | PAND770 |  |  |  | Nov 24 2014 1:43PM
San Francisco 601 Townsend | San Francisco 601 Townsend -> MSR -> R13 | R13 | RU#38 | 601tcon-1 |  | IBM | NetBAY | 32P1702 | IBMN010 |  |  |  | Nov 24 2014 1:43PM
San Francisco 601 Townsend | San Francisco 601 Townsend -> MSR -> R13 | R13 | RU#37 | KVMSF-2 |  | Raritan Computer | Dominion KX | KX432 Rackmount | RCI144 |  |  |  | Nov 24 2014 1:43PM
San Francisco 601 Townsend | San Francisco 601 Townsend -> MSR -> R13 | R13 | RU#35 | cable manager |  | Panduit | PatchLink | WMP1E | PAND770 |  |  |  | Nov 24 2014 1:42PM
San Francisco 601 Townsend | San Francisco 601 Townsend -> MSR -> R13 | R13 | RU#33 | patch panel |  | Generic Equipment Set | Patch Panel | 2U 24-Port RJ45 Patch Panel | GENR977 |  |  |  | Nov 24 2014 1:42PM
San Francisco 601 Townsend | San Francisco 601 Townsend -> MSR -> R13 | R13 | RU#31 | cable manager |  | Panduit | PatchLink | WMP1E | PAND770 |  |  |  | Nov 24 2014 1:42PM
San Francisco 601 Townsend | San Francisco 601 Townsend -> MSR -> R13 | R13 | RU#29 | patch panel |  | Generic Equipment Set | Patch Panel | 2U 24-Port RJ45 Patch Panel | GENR977 |  |  |  | Nov 24 2014 1:42PM
San Francisco 601 Townsend | San Francisco 601 Townsend -> MSR -> R13 | R13 | RU#27 | cable manager |  | Panduit | PatchLink | WMP1E | PAND770 |  |  |  | Nov 24 2014 1:42PM
San Francisco 601 Townsend | San Francisco 601 Townsend -> MSR -> R13 | R13 | RU#25 | patch panel |  | Generic Equipment Set | Patch Panel | 2U 24-Port RJ45 Patch Panel | GENR977 |  |  |  | Nov 24 2014 1:42PM
San Francisco 601 Townsend | San Francisco 601 Townsend -> MSR -> R13 | R13 | RU#23 | blanking panel |  | APC | NetShelter | AR8101BLK-2U | APC970 |  |  |  | Dec 8 2014 4:11PM
San Francisco 601 Townsend | San Francisco 601 Townsend -> MSR -> R13 | R13 | RU#21 | patch panel |  | Generic Equipment Set | Patch Panel | 2U 24-Port RJ45 Patch Panel | GENR977 |  |  |  | Nov 24 2014 1:42PM
San Francisco 601 Townsend | San Francisco 601 Townsend -> MSR -> R13 | R13 | RU#19 | cable manager |  | Panduit | PatchLink | WMP1E | PAND770 |  |  |  | Nov 24 2014 1:42PM
San Francisco 601 Townsend | San Francisco 601 Townsend -> MSR -> R13 | R13 | RU#17 | cable manager |  | Panduit | PatchLink | WMP1E | PAND770 |  |  |  | Nov 24 2014 1:42PM
San Francisco 601 Townsend | San Francisco 601 Townsend -> MSR -> R13 | R13 | RU#16 | blanking panel |  | APC | NetShelter | AR8101BLK-1U | APC969 |  |  |  | Dec 8 2014 4:11PM
San Francisco 601 Townsend | San Francisco 601 Townsend -> MSR -> R13 | R13 | RU#01 | 601t-svrsw02 |  | Cisco Systems | Catalyst 6500 | WS-C6509 | CSCA203 |  |  |  | Nov 24 2014 1:42PM
San Francisco 601 Townsend | San Francisco 601 Townsend -> MSR -> R14 | R14 | RU#44 | cable manager |  | Panduit | PatchLink | WMP1E | PAND770 |  |  |  | Nov 24 2014 1:44PM
San Francisco 601 Townsend | San Francisco 601 Townsend -> MSR -> R14 | R14 | RU#42 | patch panel |  | Generic Equipment Set | Patch Panel | 2U 24-Port RJ45 Patch Panel | GENR977 |  |  |  | Nov 24 2014 1:44PM
San Francisco 601 Townsend | San Francisco 601 Townsend -> MSR -> R14 | R14 | RU#40 | cable manager |  | Panduit | PatchLink | WMP1E | PAND770 |  |  |  | Nov 24 2014 1:44PM
San Francisco 601 Townsend | San Francisco 601 Townsend -> MSR -> R14 | R14 | RU#38 | patch panel |  | Generic Equipment Set | Patch Panel | 2U 24-Port RJ45 Patch Panel | GENR977 |  |  |  | Nov 24 2014 1:44PM
San Francisco 601 Townsend | San Francisco 601 Townsend -> MSR -> R14 | R14 | RU#36 | cable manager |  | Panduit | PatchLink | WMP1E | PAND770 |  |  |  | Nov 24 2014 1:44PM
San Francisco 601 Townsend | San Francisco 601 Townsend -> MSR -> R14 | R14 | RU#34 | patch panel |  | Generic Equipment Set | Patch Panel | 2U 24-Port RJ45 Patch Panel | GENR977 |  |  |  | Nov 24 2014 1:44PM
San Francisco 601 Townsend | San Francisco 601 Townsend -> MSR -> R14 | R14 | RU#32 | cable manager |  | Panduit | PatchLink | WMP1E | PAND770 |  |  |  | Nov 24 2014 1:43PM
San Francisco 601 Townsend | San Francisco 601 Townsend -> MSR -> R14 | R14 | RU#30 | patch panel |  | Generic Equipment Set | Patch Panel | 2U 24-Port RJ45 Patch Panel | GENR977 |  |  |  | Nov 24 2014 1:43PM
San Francisco 601 Townsend | San Francisco 601 Townsend -> MSR -> R14 | R14 | RU#28 | cable manager |  | Panduit | PatchLink | WMP1E | PAND770 |  |  |  | Nov 24 2014 1:43PM
San Francisco 601 Townsend | San Francisco 601 Townsend -> MSR -> R14 | R14 | RU#26 | patch panel |  | Generic Equipment Set | Patch Panel | 2U 24-Port RJ45 Patch Panel | GENR977 |  |  |  | Nov 24 2014 1:43PM
San Francisco 601 Townsend | San Francisco 601 Townsend -> MSR -> R14 | R14 | RU#24 | blanking panel |  | APC | NetShelter | AR8101BLK-2U | APC970 |  |  |  | Dec 8 2014 4:16PM
San Francisco 601 Townsend | San Francisco 601 Townsend -> MSR -> R14 | R14 | RU#16 | blanking panel |  | APC | NetShelter | AR8101BLK-8U | APC972 |  |  |  | Dec 8 2014 4:16PM
San Francisco 601 Townsend | San Francisco 601 Townsend -> MSR -> R14 | R14 | RU#01 | 601t-Edcsw02 |  | Cisco Systems | Catalyst 6500 | WS-C6509 | CSCA203 |  |  |  | Nov 24 2014 1:43PM
San Francisco 601 Townsend | San Francisco 601 Townsend -> MSR -> R15 | R15 | RU#44 | patch panel |  | Generic Equipment Set | Patch Panel | 2U 24-Port RJ45 Patch Panel | GENR977 |  |  |  | Nov 24 2014 1:44PM
San Francisco 601 Townsend | San Francisco 601 Townsend -> MSR -> R15 | R15 | RU#42 | cable manager |  | Panduit | PatchLink | WMP1E | PAND770 |  |  |  | Nov 24 2014 1:44PM
San Francisco 601 Townsend | San Francisco 601 Townsend -> MSR -> R15 | R15 | RU#40 | patch panel |  | Generic Equipment Set | Patch Panel | 2U 24-Port RJ45 Patch Panel | GENR977 |  |  |  | Nov 24 2014 1:44PM
San Francisco 601 Townsend | San Francisco 601 Townsend -> MSR -> R15 | R15 | RU#39 | cable manager |  | Panduit | PatchLink | WMPLSE | PAND776 |  |  |  | Nov 24 2014 1:44PM
San Francisco 601 Townsend | San Francisco 601 Townsend -> MSR -> R15 | R15 | RU#37 | patch panel |  | Generic Equipment Set | Patch Panel | 2U 24-Port RJ45 Patch Panel | GENR977 |  |  |  | Nov 24 2014 1:44PM
San Francisco 601 Townsend | San Francisco 601 Townsend -> MSR -> R15 | R15 | RU#36 | blanking panel |  | APC | NetShelter | AR8101BLK-1U | APC969 |  |  |  | Dec 8 2014 4:19PM
San Francisco 601 Townsend | San Francisco 601 Townsend -> MSR -> R15 | R15 | RU#28 | blanking panel |  | APC | NetShelter | AR8101BLK-8U | APC972 |  |  |  | Dec 8 2014 4:19PM
San Francisco 601 Townsend | San Francisco 601 Townsend -> MSR -> R15 | R15 | RU#27 | shelf |  | Generic Equipment Set | Shelf | 19 Inch 1U Shelf | GENR944 |  |  |  | Nov 24 2014 1:44PM
San Francisco 601 Townsend | San Francisco 601 Townsend -> MSR -> R15 | R15 | RU#25 | MGE UPS Systems: 66352 #1 |  | MGE UPS Systems | Pulsar Extreme C | 66352 | MUPS161 |  |  |  | Nov 24 2014 1:44PM
San Francisco 601 Townsend | San Francisco 601 Townsend -> MSR -> R15 | R15 | RU#23 | blanking panel |  | APC | NetShelter | AR8101BLK-2U | APC970 |  |  |  | Dec 8 2014 4:19PM
San Francisco 601 Townsend | San Francisco 601 Townsend -> MSR -> R15 | R15 | RU#21 | MGE UPS Systems: 66352 #2 |  | MGE UPS Systems | Pulsar Extreme C | 66352 | MUPS161 |  |  |  | Nov 24 2014 1:44PM
San Francisco 601 Townsend | San Francisco 601 Townsend -> MSR -> R15 | R15 | RU#17 | blanking panel |  | APC | NetShelter | AR8101BLK-4U | APC971 |  |  |  | Dec 8 2014 4:19PM
San Francisco 601 Townsend | San Francisco 601 Townsend -> MSR -> R15 | R15 | RU#09 | blanking panel |  | APC | NetShelter | AR8101BLK-8U | APC972 |  |  |  | Dec 8 2014 4:19PM
San Francisco 601 Townsend | San Francisco 601 Townsend -> MSR -> R15 | R15 | RU#01 | blanking panel |  | APC | NetShelter | AR8101BLK-8U | APC972 |  |  |  | Dec 8 2014 4:19PM
San Francisco 601 Townsend | San Francisco 601 Townsend -> MSR -> R16 (needs loose pcs add) | R16 (needs loose pcs add) | RU#44 | Generic: 2U 24-Port Fiber Patch Panel #1 |  | Generic Equipment Set | Patch Panel | 2U 24-Port Fiber Patch Panel | GENR972 |  |  |  | Nov 24 2014 1:45PM
San Francisco 601 Townsend | San Francisco 601 Townsend -> MSR -> R16 (needs loose pcs add) | R16 (needs loose pcs add) | RU#42 | Panduit: WMP1E #1 |  | Panduit | PatchLink | WMP1E | PAND770 |  |  |  | Nov 24 2014 1:45PM
San Francisco 601 Townsend | San Francisco 601 Townsend -> MSR -> R16 (needs loose pcs add) | R16 (needs loose pcs add) | RU#40 | Generic: 2U 24-Port Fiber Patch Panel #2 |  | Generic Equipment Set | Patch Panel | 2U 24-Port Fiber Patch Panel | GENR972 |  |  |  | Nov 24 2014 1:45PM
San Francisco 601 Townsend | San Francisco 601 Townsend -> MSR -> R16 (needs loose pcs add) | R16 (needs loose pcs add) | RU#38 | Black Box: ACR9000A #1 |  | Black Box | ServSwitch | ACR9000A | BOX172 |  |  |  | Nov 24 2014 1:45PM
San Francisco 601 Townsend | San Francisco 601 Townsend -> MSR -> R16 (needs loose pcs add) | R16 (needs loose pcs add) | RU#35 | Generic: 19 Inch 1U Shelf #1 |  | Generic Equipment Set | Shelf | 19 Inch 1U Shelf | GENR944 |  |  |  | Nov 24 2014 1:44PM
San Francisco 601 Townsend | San Francisco 601 Townsend -> MSR -> R16 (needs loose pcs add) | R16 (needs loose pcs add) | RU#26 | Generic: 19 Inch 1U Shelf #2 |  | Generic Equipment Set | Shelf | 19 Inch 1U Shelf | GENR944 |  |  |  | Nov 24 2014 1:44PM
San Francisco 601 Townsend | San Francisco 601 Townsend -> MSR -> R16 (needs loose pcs add) -> Generic: 19 Inch 1U Shelf #1 | Generic: 19 Inch 1U Shelf #1 | InOutPlug#6 | 2 Courier |  | Netgear | Slimline Series | EN 108/EN 108TP | NETG002 |  |  |  | Nov 24 2014 1:45PM
San Francisco 601 Townsend | San Francisco 601 Townsend -> MSR -> R16 (needs loose pcs add) -> Generic: 19 Inch 1U Shelf #1 | Generic: 19 Inch 1U Shelf #1 | InOutPlug#2 | US Robotics |  | Netgear | Slimline Series | EN 108/EN 108TP | NETG002 |  |  |  | Nov 24 2014 1:45PM
San Francisco 601 Townsend | San Francisco 601 Townsend -> MSR -> T05 | T05 | RU#45 | blanking panel |  | APC | NetShelter | AR8101BLK-1U | APC969 |  |  |  | Dec 8 2014 4:23PM
San Francisco 601 Townsend | San Francisco 601 Townsend -> MSR -> T05 | T05 | RU#44 | SFSHARE-SWA |  | Flextronics | InfiniBand | F-X430046 | FLXT002 | FLM048027 |  |  | Nov 24 2014 1:45PM
San Francisco 601 Townsend | San Francisco 601 Townsend -> MSR -> T05 | T05 | RU#43 | SFSHARE-SWB |  | Flextronics | InfiniBand | F-X430046 | FLXT002 | FLM048026 |  |  | Nov 24 2014 1:45PM
San Francisco 601 Townsend | San Francisco 601 Townsend -> MSR -> T05 | T05 | RU#41 | blanking panel |  | APC | NetShelter | AR8101BLK-2U | APC970 |  |  |  | Dec 8 2014 4:23PM
San Francisco 601 Townsend | San Francisco 601 Townsend -> MSR -> T05 | T05 | RU#33 | blanking panel |  | APC | NetShelter | AR8101BLK-8U | APC972 |  |  |  | Dec 8 2014 4:23PM
San Francisco 601 Townsend | San Francisco 601 Townsend -> MSR -> T05 | T05 | RU#25 | blanking panel |  | APC | NetShelter | AR8101BLK-8U | APC972 |  |  |  | Dec 8 2014 4:23PM
San Francisco 601 Townsend | San Francisco 601 Townsend -> MSR -> T05 | T05 | RU#17 | blanking panel |  | APC | NetShelter | AR8101BLK-8U | APC972 |  |  |  | Dec 8 2014 4:23PM
San Francisco 601 Townsend | San Francisco 601 Townsend -> MSR -> T05 | T05 | RU#09 | blanking panel |  | APC | NetShelter | AR8101BLK-8U | APC972 |  |  |  | Dec 8 2014 4:23PM
San Francisco 601 Townsend | San Francisco 601 Townsend -> MSR -> T05 | T05 | RU#01 | blanking panel |  | APC | NetShelter | AR8101BLK-8U | APC972 |  |  |  | Dec 8 2014 4:23PM
San Francisco 601 Townsend | San Francisco 601 Townsend -> MSR -> T06 | T06 | RU#45 | blanking panel |  | APC | NetShelter | AR8101BLK-1U | APC969 |  |  |  | Dec 8 2014 4:25PM
San Francisco 601 Townsend | San Francisco 601 Townsend -> MSR -> T06 | T06 | RU#44 | cable manager |  | Generic Patch Panel Icons | Generic Patch Panel | 1U Cable Manager | PP195 |  |  |  | Nov 24 2014 1:46PM
San Francisco 601 Townsend | San Francisco 601 Townsend -> MSR -> T06 | T06 | RU#43 | SFOIBXLAB01 | NETWORK SERVICES | Infoblox | DNS | Infoblox-1552 | IFBX011 | 1108201101100000 | NA | NA | Nov 24 2014 1:46PM
San Francisco 601 Townsend | San Francisco 601 Townsend -> MSR -> T06 | T06 | RU#42 | SFOIBXLAB02 | NETWORK SERVICES | Infoblox | DNS | Infoblox-1552 | IFBX011 | 1108201012100000 | NA | NA | Nov 24 2014 1:46PM
San Francisco 601 Townsend | San Francisco 601 Townsend -> MSR -> T06 | T06 | RU#41 | SFOIBXLAB03 | NETWORK SERVICES | Infoblox | DNS | Infoblox-1552 | IFBX011 | 1108201101100000 | NA | NA | Nov 24 2014 1:45PM
San Francisco 601 Townsend | San Francisco 601 Townsend -> MSR -> T06 | T06 | RU#40 | SFOIBXLAB04 | NETWORK SERVICES | Infoblox | DNS | Infoblox-1552 | IFBX011 | 1108201010100000 | NA | NA | Nov 24 2014 1:45PM
San Francisco 601 Townsend | San Francisco 601 Townsend -> MSR -> T06 | T06 | RU#39 | cable manager |  | Generic Patch Panel Icons | Generic Patch Panel | 1U Cable Manager | PP195 |  |  |  | Nov 24 2014 1:45PM
San Francisco 601 Townsend | San Francisco 601 Townsend -> MSR -> T06 | T06 | RU#38 | SFOLABSW01 | NETWORK SERVICES | Cisco Systems | Catalyst 3560 | WS-C3560-48PS-S | CISO324 | FAA0430F1G8 | NA | NA | Nov 24 2014 1:45PM
San Francisco 601 Townsend | San Francisco 601 Townsend -> MSR -> T06 | T06 | RU#37 | SFOLABSW02 | NETWORK SERVICES | Cisco Systems | Catalyst 3560 | WS-C3560-48PS-S | CISO324 | FAB0545Q26F | NA | NA | Nov 24 2014 1:45PM
San Francisco 601 Townsend | San Francisco 601 Townsend -> MSR -> T06 | T06 | RU#36 | SFOLABSW03 | NETWORK SERVICES | Cisco Systems | Catalyst 2960 | WS-C2960G-48TC-L | CICO640 | FOC1219V4HS | NA | NA | Nov 24 2014 1:45PM
San Francisco 601 Townsend | San Francisco 601 Townsend -> MSR -> T06 | T06 | RU#33 | blanking panel |  | APC | NetShelter | AR8101BLK-3U | APCC280 |  |  |  | Dec 8 2014 4:25PM
San Francisco 601 Townsend | San Francisco 601 Townsend -> MSR -> T06 | T06 | RU#25 | blanking panel |  | APC | NetShelter | AR8101BLK-8U | APC972 |  |  |  | Dec 8 2014 4:25PM
San Francisco 601 Townsend | San Francisco 601 Townsend -> MSR -> T06 | T06 | RU#17 | blanking panel |  | APC | NetShelter | AR8101BLK-8U | APC972 |  |  |  | Dec 8 2014 4:25PM
San Francisco 601 Townsend | San Francisco 601 Townsend -> MSR -> T06 | T06 | RU#09 | blanking panel |  | APC | NetShelter | AR8101BLK-8U | APC972 |  |  |  | Dec 8 2014 4:25PM
San Francisco 601 Townsend | San Francisco 601 Townsend -> MSR -> T06 | T06 | RU#01 | blanking panel |  | APC | NetShelter | AR8101BLK-8U | APC972 |  |  |  | Dec 8 2014 4:25PM
San Francisco 601 Townsend | San Francisco 601 Townsend -> MSR -> T07 | T07 | RU#45 | cable manager |  | Panduit | PatchLink | WMPFSE | PAND772 |  |  |  | Nov 24 2014 1:47PM
San Francisco 601 Townsend | San Francisco 601 Townsend -> MSR -> T07 | T07 | RU#43 | blanking panel |  | Panduit | Angled Filler Panel | CPAF2BL | PAND232 |  |  |  | Nov 24 2014 1:47PM
San Francisco 601 Townsend | San Francisco 601 Townsend -> MSR -> T07 | T07 | RU#41 | patch panel |  | Panduit | Mini-Com | CPPA48FMWBL | PAND762 |  |  |  | Nov 24 2014 1:47PM
San Francisco 601 Townsend | San Francisco 601 Townsend -> MSR -> T07 | T07 | RU#39 | cable manager |  | Panduit | PatchLink | WMPHF2E | PAND774 |  |  |  | Nov 24 2014 1:46PM
San Francisco 601 Townsend | San Francisco 601 Townsend -> MSR -> T07 | T07 | RU#36 | blanking panel |  | APC | NetShelter | AR8101BLK-3U | APCC280 |  |  |  | Dec 8 2014 4:28PM
San Francisco 601 Townsend | San Francisco 601 Townsend -> MSR -> T07 | T07 | RU#35 | SF601T-LABDS02 | NETWORK SERVICES | Cisco Systems | Catalyst 4500-X | WS-C4500X-40X-ES | CISC050 | JAE171503XM | NA | NA | Nov 24 2014 1:46PM
San Francisco 601 Townsend | San Francisco 601 Townsend -> MSR -> T07 | T07 | RU#33 | blanking panel |  | APC | NetShelter | AR8101BLK-2U | APC970 |  |  |  | Dec 8 2014 4:28PM
San Francisco 601 Townsend | San Francisco 601 Townsend -> MSR -> T07 | T07 | RU#25 | blanking panel |  | APC | NetShelter | AR8101BLK-8U | APC972 |  |  |  | Dec 8 2014 4:28PM
San Francisco 601 Townsend | San Francisco 601 Townsend -> MSR -> T07 | T07 | RU#17 | blanking panel |  | APC | NetShelter | AR8101BLK-8U | APC972 |  |  |  | Dec 8 2014 4:28PM
San Francisco 601 Townsend | San Francisco 601 Townsend -> MSR -> T07 | T07 | RU#09 | blanking panel |  | APC | NetShelter | AR8101BLK-8U | APC972 |  |  |  | Dec 8 2014 4:28PM
San Francisco 601 Townsend | San Francisco 601 Townsend -> MSR -> T07 | T07 | RU#01 | blanking panel |  | APC | NetShelter | AR8101BLK-8U | APC972 |  |  |  | Dec 8 2014 4:28PM
San Francisco 601 Townsend | San Francisco 601 Townsend -> MSR -> T08 | T08 | RU#45 | cable manager |  | Panduit | PatchLink | WMPFSE | PAND772 |  |  |  | Nov 24 2014 1:48PM
San Francisco 601 Townsend | San Francisco 601 Townsend -> MSR -> T08 | T08 | RU#43 | blanking panel |  | Panduit | Angled Filler Panel | CPAF2BL | PAND232 |  |  |  | Nov 24 2014 1:48PM
San Francisco 601 Townsend | San Francisco 601 Townsend -> MSR -> T08 | T08 | RU#41 | patch panel |  | Panduit | Mini-Com | CPPA48FMWBL | PAND762 |  |  |  | Nov 24 2014 1:48PM
San Francisco 601 Townsend | San Francisco 601 Townsend -> MSR -> T08 | T08 | RU#39 | cable manager |  | Panduit | PatchLink | WMPHF2E | PAND774 |  |  |  | Nov 24 2014 1:47PM
San Francisco 601 Townsend | San Francisco 601 Townsend -> MSR -> T08 | T08 | RU#36 | blanking panel |  | APC | NetShelter | AR8101BLK-3U | APCC280 |  |  |  | Dec 8 2014 4:32PM
San Francisco 601 Townsend | San Francisco 601 Townsend -> MSR -> T08 | T08 | RU#35 | SF601T-LABDS01 | NETWORK SERVICES | Cisco Systems | Catalyst 4500-X | WS-C4500X-40X-ES | CISC050 | JAE171504M0 | NA | NA | Nov 24 2014 1:47PM
San Francisco 601 Townsend | San Francisco 601 Townsend -> MSR -> T08 | T08 | RU#33 | blanking panel |  | APC | NetShelter | AR8101BLK-2U | APC970 |  |  |  | Dec 8 2014 4:32PM
San Francisco 601 Townsend | San Francisco 601 Townsend -> MSR -> T08 | T08 | RU#25 | blanking panel |  | APC | NetShelter | AR8101BLK-8U | APC972 |  |  |  | Dec 8 2014 4:32PM
San Francisco 601 Townsend | San Francisco 601 Townsend -> MSR -> T08 | T08 | RU#17 | blanking panel |  | APC | NetShelter | AR8101BLK-8U | APC972 |  |  |  | Dec 8 2014 4:32PM
San Francisco 601 Townsend | San Francisco 601 Townsend -> MSR -> T08 | T08 | RU#09 | blanking panel |  | APC | NetShelter | AR8101BLK-8U | APC972 |  |  |  | Dec 8 2014 4:32PM
San Francisco 601 Townsend | San Francisco 601 Townsend -> MSR -> T08 | T08 | RU#01 | blanking panel |  | APC | NetShelter | AR8101BLK-8U | APC972 |  |  |  | Dec 8 2014 4:32PM
San Francisco 601 Townsend | San Francisco 601 Townsend -> MSR -> T09 | T09 | RU#45 | cable manager |  | Panduit | PatchLink | WMPFSE | PAND772 |  |  |  | Nov 24 2014 1:48PM
San Francisco 601 Townsend | San Francisco 601 Townsend -> MSR -> T09 | T09 | RU#41 | blanking panel |  | APC | NetShelter | AR8101BLK-4U | APC971 |  |  |  | Dec 8 2014 4:34PM
San Francisco 601 Townsend | San Francisco 601 Townsend -> MSR -> T09 | T09 | RU#33 | blanking panel |  | APC | NetShelter | AR8101BLK-8U | APC972 |  |  |  | Dec 8 2014 4:34PM
San Francisco 601 Townsend | San Francisco 601 Townsend -> MSR -> T09 | T09 | RU#25 | blanking panel |  | APC | NetShelter | AR8101BLK-8U | APC972 |  |  |  | Dec 8 2014 4:34PM
San Francisco 601 Townsend | San Francisco 601 Townsend -> MSR -> T09 | T09 | RU#17 | blanking panel |  | APC | NetShelter | AR8101BLK-8U | APC972 |  |  |  | Dec 8 2014 4:34PM
San Francisco 601 Townsend | San Francisco 601 Townsend -> MSR -> T09 | T09 | RU#09 | blanking panel |  | APC | NetShelter | AR8101BLK-8U | APC972 |  |  |  | Dec 8 2014 4:34PM
San Francisco 601 Townsend | San Francisco 601 Townsend -> MSR -> T09 | T09 | RU#01 | blanking panel |  | APC | NetShelter | AR8101BLK-8U | APC972 |  |  |  | Dec 8 2014 4:34PM
San Francisco 601 Townsend | San Francisco 601 Townsend -> MSR -> T10 | T10 | RU#45 | cable manager |  | Panduit | PatchLink | WMPFSE | PAND772 |  |  |  | Nov 24 2014 1:53PM
San Francisco 601 Townsend | San Francisco 601 Townsend -> MSR -> T10 | T10 | RU#43 | patch panel |  | Panduit | Mini-Com | CPPA48FMWBL | PAND762 |  |  |  | Nov 24 2014 1:53PM
San Francisco 601 Townsend | San Francisco 601 Townsend -> MSR -> T10 | T10 | RU#41 | patch panel |  | Panduit | Mini-Com | CPPA48FMWBL | PAND762 |  |  |  | Nov 24 2014 1:52PM
San Francisco 601 Townsend | San Francisco 601 Townsend -> MSR -> T10 | T10 | RU#39 | patch panel |  | Panduit | Mini-Com | CPPA48FMWBL | PAND762 |  |  |  | Nov 24 2014 1:51PM
San Francisco 601 Townsend | San Francisco 601 Townsend -> MSR -> T10 | T10 | RU#37 | patch panel |  | Panduit | Mini-Com | CPPA48FMWBL | PAND762 |  |  |  | Nov 24 2014 1:50PM
San Francisco 601 Townsend | San Francisco 601 Townsend -> MSR -> T10 | T10 | RU#35 | patch panel |  | Panduit | Mini-Com | CPPA48FMWBL | PAND762 |  |  |  | Nov 24 2014 1:50PM
San Francisco 601 Townsend | San Francisco 601 Townsend -> MSR -> T10 | T10 | RU#33 | cable manager |  | Panduit | PatchLink | WMPHF2E | PAND774 |  |  |  | Nov 24 2014 1:49PM
San Francisco 601 Townsend | San Francisco 601 Townsend -> MSR -> T10 | T10 | RU#31 | cable manager |  | Panduit | PatchLink | WMPHF2E | PAND774 |  |  |  | Nov 24 2014 1:49PM
San Francisco 601 Townsend | San Francisco 601 Townsend -> MSR -> T10 | T10 | RU#28 | blanking panel |  | APC | NetShelter | AR8101BLK-3U | APCC280 |  |  |  | Dec 8 2014 4:37PM
San Francisco 601 Townsend | San Francisco 601 Townsend -> MSR -> T10 | T10 | RU#24 | blanking panel |  | APC | NetShelter | AR8101BLK-4U | APC971 |  |  |  | Dec 8 2014 4:37PM
San Francisco 601 Townsend | San Francisco 601 Townsend -> MSR -> T10 | T10 | RU#16 | blanking panel |  | APC | NetShelter | AR8101BLK-8U | APC972 |  |  |  | Dec 8 2014 4:37PM
San Francisco 601 Townsend | San Francisco 601 Townsend -> MSR -> T10 | T10 | RU#01 | 601T-ULABSW01 | NETWORK SERVICES | Cisco Systems | Catalyst 6500 | WS-C6509 | CSCA203 | NA |  |  | Nov 24 2014 1:49PM
San Jose |  |  |  | Power Edge R720 1100W 2U |  | Dell Computer | PowerEdge R-Series | PowerEdge R720xd-2.5 Drive | DELC962 | 4973K02 |  |  | Jun 24 2014 8:08PM
San Jose |  |  |  | Power Edge R720 1100W 2U |  | Dell Computer | PowerEdge R-Series | PowerEdge R720xd-2.5 Drive | DELC962 | 4973K02 |  |  | Jun 24 2014 8:09PM
San Jose |  |  |  | Juniper EX2200 |  | Juniper Networks | EX Series | EX2200-48T-4G | JUNP900 | CU0212389176 |  |  | Jun 24 2014 8:11PM
San Jose |  |  |  | RARITAN KX2 4/64 |  | Raritan Computer | Dominion KX II | DKX2-464 | RCI170 | HKF7C00054 |  |  | Jun 24 2014 8:12PM
San Jose |  |  |  | Juniper EX4200 |  | Juniper Networks | EX Series | EX 4200-48T | JUNP617 | BP213394284 |  |  | Jun 24 2014 8:16PM
San Jose |  |  |  | JUNIPER EX4500 |  | Juniper Networks | EX Series | EX4500 | JUNP757 | GX0213085460 |  |  | Jun 24 2014 8:33PM
San Jose |  |  |  | SJ1DRA2 |  | Dell Computer | PowerEdge R-Series | PowerEdge R720-2.5 Drive | DELC972 |  |  |  | Sep 3 2014 4:11PM
San Jose |  |  |  | EX4500 |  | Juniper Networks | EX Series | EX4500 | JUNP757 |  |  |  | Feb 13 2015 4:41PM
San Jose |  |  |  | Mac Pro Shelf Empty |  | MK 1 Manufacturing | MPR | Mac Pro Shelf | MK1M004 |  |  |  | Sep 29 2015 12:03PM
San Jose |  |  |  | Mac Pro Shelf with 2 Mac Pro (Quad-Core) |  | MK 1 Manufacturing | MPR | Mac Pro Shelf | MK1M004 |  |  |  | Sep 29 2015 1:22PM
San Jose |  |  |  | Mac Pro Shelf with 4 Mac Pro (Quad-Core) |  | MK 1 Manufacturing | MPR | Mac Pro Shelf | MK1M004 |  |  |  | Sep 29 2015 1:23PM
San Jose |  |  |  | Mac Pro Shelf with 6 Mac Pro (Quad-Core) |  | MK 1 Manufacturing | MPR | Mac Pro Shelf | MK1M004 |  |  |  | Sep 29 2015 1:25PM
San Jose |  |  |  | Mac Pro Shelf with 8 Mac Pro (Quad-Core) |  | MK 1 Manufacturing | MPR | Mac Pro Shelf | MK1M004 |  |  |  | Sep 29 2015 1:26PM
San Jose |  |  |  | 719064-B21 |  | Hewlett-Packard | ProLiant Gen9 | 719064-B21 | HEPW822 |  |  |  | Nov 13 2015 12:03PM
San Jose |  |  |  | UCS C240 M3 1200wps 2 600gig HDs |  | Cisco Systems | UCS C-Series | UCS C240 M3 | CISC078 |  |  |  | Jun 20 2014 1:50PM
San Jose |  |  |  | PX-5301 |  | Raritan Computer | Dominion PX | PX-5301 | RCI272 |  |  |  | Jun 24 2014 12:16PM
San Jose |  |  |  | DPCR20A-32 |  | Raritan Computer | Dominion PX | DPCR20A-32 | RCI187 |  |  |  | Jun 24 2014 12:17PM
San Jose |  |  |  | AP7801 |  | APC | PDU | AP7801 | APCC293 |  |  |  | Jun 24 2014 12:19PM
San Jose |  |  |  | DPCR20A-30L6 |  | Raritan Computer | Dominion PX | DPCR20A-30L6 | RCI193 |  |  |  | Jun 24 2014 12:28PM
San Jose |  |  |  | DPXS20-20L |  | Raritan Computer | Dominion PX | DPXS20-20L | RCI235 |  |  |  | Jun 24 2014 12:29PM
San Jose |  |  |  | DPXS20-20 |  | Raritan Computer | Dominion PX | DPXS20-20 | RCI234 |  |  |  | Jun 24 2014 12:34PM
San Jose |  |  |  | DPXR20-20 |  | Raritan Computer | Dominion PX | DPXR20-20 | RCI163 |  |  |  | Jun 24 2014 12:39PM
San Jose |  |  |  | security nurse |  | Dell Computer | PowerEdge R-Series | PowerEdge R730 - 3.5 Inch Drive Bays | DELM603 |  |  |  | Jun 5 2015 5:48PM
San Jose |  |  |  | PX2-5118R-V2 |  | Raritan Computer | Dominion PX II | PX2-5118R-V2 | RCI503 |  |  |  | Nov 6 2015 1:26PM
San Jose |  |  |  | 19 Inch 1U Shelf |  | Generic Equipment Set | Shelf | 19 Inch 1U Shelf | GENR944 |  |  |  | Apr 18 2016 5:12PM
San Jose |  |  |  | 19 Inch 1U Shelf with two mac pros |  | Generic Equipment Set | Shelf | 19 Inch 1U Shelf | GENR944 |  |  |  | Apr 20 2016 5:38PM
San Jose |  |  |  | core switches |  | Cisco Systems | Catalyst 6500 | WS-C6509 | CSCA203 | smg1037nxjp |  |  | Jul 9 2015 1:14PM
San Jose |  |  |  | SL6500 |  | Hewlett-Packard | ProLiant | SL6500 | HEPK792 |  |  |  | Jun 26 2014 4:36PM
San Jose |  |  |  | IDC 4u fiber: |  | Siecor | FCC | FCC-048 | SIEC023 |  |  |  | Aug 25 2015 6:15PM
San Jose |  |  |  | idc 48 port copper patch panel |  | Krone | Category 5 | LPP5E4805 | KRON005 |  |  |  | Aug 25 2015 5:56PM
San Jose |  |  |  | IDC 1U Cable Manager |  | Generic Patch Panel Icons | Generic Patch Panel | 1U Cable Manager | PP195 |  |  |  | Aug 25 2015 6:29PM
San Jose |  |  |  | idc Catalyst 6509-E |  | Cisco Systems | Catalyst 6500 | Catalyst 6509-E | CSSY001 |  |  |  | Aug 25 2015 6:42PM
San Jose |  |  |  | idc-Wireless |  | Cisco Systems | Catalyst 3560-X | WS-C3560X-24P-S | CISO892 |  |  |  | Sep 15 2015 5:30PM
San Jose |  |  |  | 1U cable manager |  | Generic Altima Technologies Rackmountable | General Rackmount Equipment | 02342-01 (Black) | 0GRM025 |  |  |  | Sep 15 2015 6:05PM
San Jose |  |  |  | 1U 24-Port RJ45 Patch Panel |  | Generic Patch Panel Icons | Patch Panel | 1U 24-Port RJ45 Patch Panel | PP184 |  |  |  | May 5 2014 5:33PM
San Jose |  |  |  | da1hca009 |  | Hewlett-Packard | C-Class | C7000 | HEPD523 |  |  |  | Jul 27 2016 12:34PM
San Jose |  |  |  | da1hca009 |  | Hewlett-Packard | C-Class | C7000 | HEPD523 |  |  |  | Aug 22 2016 11:59AM
San Jose |  |  |  | ifd 4u fiber patch filled |  | Ortronics | FC Series | OR-FC04U-U | ORT984 |  |  |  | Jun 2 2015 4:50PM
San Jose |  |  |  | or1hpc1 |  | Dell Computer | PowerEdge R-Series | PowerEdge R730 - 3.5 Inch Drive Bays | DELM603 | JP1PGB2 | 561604 | 10.50.13.233 | Jul 28 2016 12:14PM
San Jose |  |  |  | cisco n9 |  | Cisco Systems | Nexus 9000 Series | N9K-C9372PX | CSSY717 |  |  |  | May 18 2016 4:16PM
San Jose |  |  |  | brocade 6520 |  | Brocade Communications Systems | Switches | 6520 | BROC607 |  |  |  | May 18 2016 2:01PM
San Jose |  |  |  | gs above rack cisco switch |  | Cisco Systems | Catalyst 4900 | WS-C4948E-F | CSCY593 | CAT1832S289 |  |  | May 18 2016 4:42PM
San Jose |  |  |  | brocade vdx 6740 |  | Brocade Communications Systems | VDX | VDX6740 | BROC602 |  |  |  | May 19 2016 12:13PM
San Jose |  |  |  | Brocasde 6520 |  | Brocade Communications Systems | Switches | 6520 | BROC607 |  |  |  | May 19 2016 12:18PM
San Jose |  |  |  | as9010 |  | Cisco Systems | ASR 9000 Series | ASR-9010-DC | CSCO945 | 68-4236-01 B0 |  |  | May 19 2016 5:02PM
San Jose |  |  |  | WS-C4500X-40X- mfd |  | Cisco Systems | Catalyst 4500-X | WS-C4500X-40X-ES | CISC050 |  |  |  | May 19 2016 5:12PM
San Jose |  |  |  | srx550 |  | Juniper Networks | SRX Series | SRX550 | JNPR089 |  |  |  | May 19 2016 5:21PM
San Jose |  |  |  | asr1006 mdf |  | Cisco Systems | ASR 1000 Series | ASR1006 | CISO864 |  |  |  | May 19 2016 5:08PM
San Jose |  |  |  | pod pdu |  | Server Technology | Sentry | CW-48V5Z454-A1P | SERV735 |  |  |  | Jun 9 2015 4:13PM
San Jose |  |  |  | Poweredge R730 - 3.5 Inch Drive Bays |  | Dell Computer | PowerEdge R-Series | PowerEdge R730 - 3.5 Inch Drive Bays | DELM603 |  |  |  | Jun 1 2015 5:52PM
San Jose |  |  |  | c7000 16 server c460 gen 9 450gig sata drives |  | Hewlett-Packard | C-Class | C7000 (16 Half-Height Singles) | HEPR378 |  |  |  | Jun 2 2015 12:41PM
San Jose |  |  |  | idf or 2u cable manager |  | Ortronics | Mighty Mo 6 Cable Management | OR-MM6HMF2RU | ORT891 |  |  |  | Jun 2 2015 4:15PM
San Jose |  |  |  | idf 2u fiber patch |  | Ortronics | Fiber Rackmount Cabinets | OR-FC02U-M | ORTI271 |  |  |  | Jun 2 2015 4:26PM
San Jose |  |  |  | idf 2u 48 port copper patch |  | Generic Patch Panel Icons | Patch Panel | 48-Port Patch Panel | PP004 |  |  |  | Jun 2 2015 4:38PM
San Jose |  |  |  | idf 9508 |  | Cisco Systems | Nexus 9000 Series | N9K-C9508 | CSSY227 | 800-40605-01 D0 |  |  | Jun 2 2015 6:50PM
San Jose |  |  |  | idf vipion |  | F5 Networks | VIPRION | F5-VPR-LTM-C2400-AC | F5LA090 |  |  |  | Jun 2 2015 7:11PM
San Jose |  |  |  | idf 4948e-f |  | Cisco Systems | Catalyst 4900 | WS-C4948E-F | CSCY593 | 7CAD74B0C900CAT1711S3X3 |  |  | Jun 3 2015 12:03PM
San Jose |  |  |  | idf brocade dcx |  | Brocade Communications Systems | DCX Backbone | DCX 8510-8 | BROC512 |  |  |  | Jun 3 2015 12:26PM
San Jose |  |  |  | WS-C4948E-F (TOR POD Switch) |  | Cisco Systems | Catalyst 4900 | WS-C4948E-F | CSCY593 |  |  |  | Jun 23 2015 3:48PM
San Jose |  |  |  | Nk9-c9372px (POD TOR) |  | Cisco Systems | Nexus 9000 Series | N9K-C9372PX | CSSY717 | SAL18391J3A |  |  | Jun 23 2015 3:59PM
San Jose |  |  |  | 48 port console |  | Raritan Computer | Dominion SX | DSXA-48-AC | RCI175 |  |  |  | Jun 23 2015 6:00PM
San Jose |  |  |  | 9119-MME |  | IBM | Power 8 Series | 9119-MME | IBMR453 |  |  |  | Oct 19 2015 12:36PM
San Jose |  |  |  | EBA0 Ibm server |  | ibm | FC EBA0 | 4U Server | 0GRM087 |  |  |  | May 20 2016 3:23PM
San Jose |  |  |  | 5 u ibm server |  | IBM | General Rackmount Equipment | 5U Server | 0GRM157 |  |  |  | May 20 2016 3:55PM
San Jose |  |  |  | 2U IBM storage |  | Generic Altima Technologies Rackmountable | IBM | fc 5887 | 0GRM166 |  |  |  | May 20 2016 4:11PM
San Jose |  |  |  | 2u ibm server |  | IBM | General Rackmount Equipment | power e870 2 u server | 0GRM080 |  |  |  | May 20 2016 3:42PM
San Jose |  |  |  | RACK-MIN-2X |  | Sonnet Technologies | Brackets | RACK-MIN-2X | SONT001 |  |  |  | Dec 5 2014 5:08PM
San Jose | Mac Pro Shelves -> Mac Pro Shelf with 2 Mac Pro (Quad-Core) | Mac Pro Shelf with 2 Mac Pro (Quad-Core) | InOutPlug#2 | Mac Pro (Quad-Core) |  | Apple Computer | Mac | Mac Pro (Quad-Core) | APPL204 |  |  |  | Sep 29 2015 1:22PM
San Jose | Mac Pro Shelves -> Mac Pro Shelf with 2 Mac Pro (Quad-Core) | Mac Pro Shelf with 2 Mac Pro (Quad-Core) | InOutPlug#1 | Mac Pro (Quad-Core) |  | Apple Computer | Mac | Mac Pro (Quad-Core) | APPL204 |  |  |  | Sep 29 2015 1:22PM
San Jose | Mac Pro Shelves -> Mac Pro Shelf with 4 Mac Pro (Quad-Core) | Mac Pro Shelf with 4 Mac Pro (Quad-Core) | InOutPlug#4 | Mac Pro (Quad-Core) |  | Apple Computer | Mac | Mac Pro (Quad-Core) | APPL204 |  |  |  | Sep 29 2015 1:23PM
San Jose | Mac Pro Shelves -> Mac Pro Shelf with 4 Mac Pro (Quad-Core) | Mac Pro Shelf with 4 Mac Pro (Quad-Core) | InOutPlug#3 | Mac Pro (Quad-Core) |  | Apple Computer | Mac | Mac Pro (Quad-Core) | APPL204 |  |  |  | Sep 29 2015 1:23PM
San Jose | Mac Pro Shelves -> Mac Pro Shelf with 4 Mac Pro (Quad-Core) | Mac Pro Shelf with 4 Mac Pro (Quad-Core) | InOutPlug#2 | Mac Pro (Quad-Core) |  | Apple Computer | Mac | Mac Pro (Quad-Core) | APPL204 |  |  |  | Sep 29 2015 1:23PM
San Jose | Mac Pro Shelves -> Mac Pro Shelf with 4 Mac Pro (Quad-Core) | Mac Pro Shelf with 4 Mac Pro (Quad-Core) | InOutPlug#1 | Mac Pro (Quad-Core) |  | Apple Computer | Mac | Mac Pro (Quad-Core) | APPL204 |  |  |  | Sep 29 2015 1:23PM
San Jose | Mac Pro Shelves -> Mac Pro Shelf with 6 Mac Pro (Quad-Core) | Mac Pro Shelf with 6 Mac Pro (Quad-Core) | InOutPlug#6 | Mac Pro (Quad-Core) |  | Apple Computer | Mac | Mac Pro (Quad-Core) | APPL204 |  |  |  | Sep 29 2015 1:25PM
San Jose | Mac Pro Shelves -> Mac Pro Shelf with 6 Mac Pro (Quad-Core) | Mac Pro Shelf with 6 Mac Pro (Quad-Core) | InOutPlug#5 | Mac Pro (Quad-Core) |  | Apple Computer | Mac | Mac Pro (Quad-Core) | APPL204 |  |  |  | Sep 29 2015 1:25PM
San Jose | Mac Pro Shelves -> Mac Pro Shelf with 6 Mac Pro (Quad-Core) | Mac Pro Shelf with 6 Mac Pro (Quad-Core) | InOutPlug#4 | Mac Pro (Quad-Core) |  | Apple Computer | Mac | Mac Pro (Quad-Core) | APPL204 |  |  |  | Sep 29 2015 1:25PM
San Jose | Mac Pro Shelves -> Mac Pro Shelf with 6 Mac Pro (Quad-Core) | Mac Pro Shelf with 6 Mac Pro (Quad-Core) | InOutPlug#3 | Mac Pro (Quad-Core) |  | Apple Computer | Mac | Mac Pro (Quad-Core) | APPL204 |  |  |  | Sep 29 2015 1:25PM
San Jose | Mac Pro Shelves -> Mac Pro Shelf with 6 Mac Pro (Quad-Core) | Mac Pro Shelf with 6 Mac Pro (Quad-Core) | InOutPlug#2 | Mac Pro (Quad-Core) |  | Apple Computer | Mac | Mac Pro (Quad-Core) | APPL204 |  |  |  | Sep 29 2015 1:25PM
San Jose | Mac Pro Shelves -> Mac Pro Shelf with 6 Mac Pro (Quad-Core) | Mac Pro Shelf with 6 Mac Pro (Quad-Core) | InOutPlug#1 | Mac Pro (Quad-Core) |  | Apple Computer | Mac | Mac Pro (Quad-Core) | APPL204 |  |  |  | Sep 29 2015 1:25PM
San Jose | Mac Pro Shelves -> Mac Pro Shelf with 8 Mac Pro (Quad-Core) | Mac Pro Shelf with 8 Mac Pro (Quad-Core) | InOutPlug#8 | Mac Pro (Quad-Core) |  | Apple Computer | Mac | Mac Pro (Quad-Core) | APPL204 |  |  |  | Sep 29 2015 1:26PM
San Jose | Mac Pro Shelves -> Mac Pro Shelf with 8 Mac Pro (Quad-Core) | Mac Pro Shelf with 8 Mac Pro (Quad-Core) | InOutPlug#7 | Mac Pro (Quad-Core) |  | Apple Computer | Mac | Mac Pro (Quad-Core) | APPL204 |  |  |  | Sep 29 2015 1:26PM
San Jose | Mac Pro Shelves -> Mac Pro Shelf with 8 Mac Pro (Quad-Core) | Mac Pro Shelf with 8 Mac Pro (Quad-Core) | InOutPlug#6 | Mac Pro (Quad-Core) |  | Apple Computer | Mac | Mac Pro (Quad-Core) | APPL204 |  |  |  | Sep 29 2015 1:26PM
San Jose | Mac Pro Shelves -> Mac Pro Shelf with 8 Mac Pro (Quad-Core) | Mac Pro Shelf with 8 Mac Pro (Quad-Core) | InOutPlug#5 | Mac Pro (Quad-Core) |  | Apple Computer | Mac | Mac Pro (Quad-Core) | APPL204 |  |  |  | Sep 29 2015 1:26PM
San Jose | Mac Pro Shelves -> Mac Pro Shelf with 8 Mac Pro (Quad-Core) | Mac Pro Shelf with 8 Mac Pro (Quad-Core) | InOutPlug#4 | Mac Pro (Quad-Core) |  | Apple Computer | Mac | Mac Pro (Quad-Core) | APPL204 |  |  |  | Sep 29 2015 1:26PM
San Jose | Mac Pro Shelves -> Mac Pro Shelf with 8 Mac Pro (Quad-Core) | Mac Pro Shelf with 8 Mac Pro (Quad-Core) | InOutPlug#3 | Mac Pro (Quad-Core) |  | Apple Computer | Mac | Mac Pro (Quad-Core) | APPL204 |  |  |  | Sep 29 2015 1:26PM
San Jose | Mac Pro Shelves -> Mac Pro Shelf with 8 Mac Pro (Quad-Core) | Mac Pro Shelf with 8 Mac Pro (Quad-Core) | InOutPlug#2 | Mac Pro (Quad-Core) |  | Apple Computer | Mac | Mac Pro (Quad-Core) | APPL204 |  |  |  | Sep 29 2015 1:26PM
San Jose | Mac Pro Shelves -> Mac Pro Shelf with 8 Mac Pro (Quad-Core) | Mac Pro Shelf with 8 Mac Pro (Quad-Core) | InOutPlug#1 | Mac Pro (Quad-Core) |  | Apple Computer | Mac | Mac Pro (Quad-Core) | APPL204 |  |  |  | Sep 29 2015 1:26PM
San Jose | My Configured Devices -> D-9 | D-9 | RU#01 | DRM-MAC-BUILD1 & DRM-MAC-BUILD2 |  | Generic Equipment Set | Shelf | 19 Inch 1U Shelf | GENR944 |  |  |  | Nov 3 2015 1:18PM
San Jose | My Configured Devices -> D-9 | D-9 | InOutPlug#2 | ATSRD9PDUB |  | Raritan Computer | Dominion PX | PX-5522 | RCI293 | QB63850020 |  |  | Nov 3 2015 1:18PM
San Jose | My Configured Devices -> D-9 | D-9 | InOutPlug#1 | ATSRD9PDUA |  | Raritan Computer | Dominion PX | PX-5522 | RCI293 | QB63850060 |  |  | Nov 3 2015 1:18PM
San Jose | My Configured Devices -> D-9 | D-9 | RU#49 | Blanking Panel |  | APC | NetShelter | AR8101BLK-4U | APC971 |  |  |  | Nov 3 2015 1:18PM
San Jose | My Configured Devices -> D-9 | D-9 | RU#48 | ATSR-EVMON POWERSUPPLY |  | AKCP | Power Supplies | X40 | AKCP005 |  |  |  | Nov 3 2015 1:18PM
San Jose | My Configured Devices -> D-9 | D-9 | RU#46 | ATSR-EVMON |  | Belkin Components | OmniView | F1D108-OSD | BELK012 | AKCP0103200402SP8X60 |  |  | Nov 3 2015 1:18PM
San Jose | My Configured Devices -> D-9 | D-9 | RU#45 | blanking panel |  | APC | NetShelter | AR8101BLK-1U | APC969 |  |  |  | Nov 3 2015 1:18PM
San Jose | My Configured Devices -> D-9 | D-9 | RU#41 | blanking panel |  | APC | NetShelter | AR8101BLK-4U | APC971 |  |  |  | Nov 3 2015 1:18PM
San Jose | My Configured Devices -> D-9 | D-9 | RU#33 | blanking panel |  | APC | NetShelter | AR8101BLK-8U | APC972 |  |  |  | Nov 3 2015 1:18PM
San Jose | My Configured Devices -> D-9 | D-9 | RU#25 | blanking panel |  | APC | NetShelter | AR8101BLK-8U | APC972 |  |  |  | Nov 3 2015 1:18PM
San Jose | My Configured Devices -> D-9 | D-9 | RU#13 | DRM-WIN-BUILD4 & DRM-MAC-BUILD3 |  | Generic Equipment Set | Shelf | 19 Inch 1U Shelf | GENR944 |  |  |  | Nov 3 2015 1:18PM
San Jose | My Configured Devices -> D-9 -> DRM-MAC-BUILD1 & DRM-MAC-BUILD2 | DRM-MAC-BUILD1 & DRM-MAC-BUILD2 | InOutPlug#7 | DRM-MAC-BUILD1 |  | Apple Computer | Mac | MacPro | APPL165 | G89070BVXYL |  |  | Nov 3 2015 1:18PM
San Jose | My Configured Devices -> D-9 -> DRM-MAC-BUILD1 & DRM-MAC-BUILD2 | DRM-MAC-BUILD1 & DRM-MAC-BUILD2 | InOutPlug#1 | DRM-MAC-BUILD2 |  | Apple Computer | Mac | MacPro | APPL165 | G883700QXYK |  |  | Nov 3 2015 1:18PM
San Jose | My Configured Devices -> D-9 -> DRM-WIN-BUILD4 & DRM-MAC-BUILD3 | DRM-WIN-BUILD4 & DRM-MAC-BUILD3 | InOutPlug#7 | DRM-MAC-BUILD3 |  | Apple Computer | Mac | MacPro | APPL165 | G8823523XYK |  |  | Nov 3 2015 1:18PM
San Jose | My Configured Devices -> D-9 -> DRM-WIN-BUILD4 & DRM-MAC-BUILD3 | DRM-WIN-BUILD4 & DRM-MAC-BUILD3 | InOutPlug#1 | DRM-WIN-BUILD4 |  | Hewlett-Packard | Pavilion | E9280T | HEPK241 | MXX943039V |  |  | Nov 3 2015 1:18PM
San Jose | My Staging Area -> ETSR2 -> VSP | VSP |  | Z1.G.03 SJ1VSP01 |  | Hitachi Data Systems | Virtual Storage Series | VSP | HDS202 | DKC-F710I-RK42 |  | 10.4.160.66 | Nov 18 2014 5:48PM
San Jose | My Staging Area -> ETSR2 -> VSP | VSP |  | Z1.G.04A SJ1VSP01 |  | Hitachi Data Systems | Virtual Storage Series | VSP | HDS202 | DKC-F710I-SBX |  | 10.4.160.66 | Nov 18 2014 5:53PM
San Jose | My Staging Area -> ETSR2 -> VSP | VSP |  | Z1.G.04B SJ1VSP01 |  | Hitachi Data Systems | Virtual Storage Series | VSP | HDS202 |  |  | 10.4.160.66 | Nov 18 2014 5:56PM
San Jose | My Staging Area -> ETSR2 -> VSP -> 19 Inch X 84 Inch Rack | 19 Inch X 84 Inch Rack | RU#45 | DKX2-864 |  | Raritan Computer | Dominion KX II | DKX2-864 | RCI199 |  |  |  | Nov 18 2014 6:40PM
San Jose | My Staging Area -> ETSR2 -> VSP -> 19 Inch X 84 Inch Rack | 19 Inch X 84 Inch Rack | RU#39 | X410 |  | EMC | Isilon X Series | X410 | EMCC869 |  |  |  | Jan 19 2015 6:26PM
San Jose | My Staging Area -> new ATST d-09 -> D-9 new | D-9 new | RU#01 | DRM-MAC-BUILD1 & DRM-MAC-BUILD2 |  | Generic Equipment Set | Shelf | 19 Inch 1U Shelf | GENR944 |  |  |  | Nov 5 2015 4:00PM
San Jose | My Staging Area -> new ATST d-09 -> D-9 new | D-9 new | RU#50 | Blanking Panel |  | APC | NetShelter | AR8101BLK-4U | APC971 |  |  |  | Nov 2 2015 4:21PM
San Jose | My Staging Area -> new ATST d-09 -> D-9 new | D-9 new | RU#45 | blanking panel |  | APC | NetShelter | AR8101BLK-1U | APC969 |  |  |  | Jul 29 2014 10:46AM
San Jose | My Staging Area -> new ATST d-09 -> D-9 new | D-9 new | RU#41 | blanking panel |  | APC | NetShelter | AR8101BLK-4U | APC971 |  |  |  | Nov 25 2014 12:38PM
San Jose | My Staging Area -> new ATST d-09 -> D-9 new | D-9 new | RU#33 | blanking panel |  | APC | NetShelter | AR8101BLK-8U | APC972 |  |  |  | Nov 25 2014 12:38PM
San Jose | My Staging Area -> new ATST d-09 -> D-9 new | D-9 new | RU#25 | blanking panel |  | APC | NetShelter | AR8101BLK-8U | APC972 |  |  |  | Jul 29 2014 10:46AM
San Jose | My Staging Area -> new ATST d-09 -> D-9 new | D-9 new | RU#13 | DRM-WIN-BUILD4 & DRM-MAC-BUILD3 |  | Generic Equipment Set | Shelf | 19 Inch 1U Shelf | GENR944 |  |  |  | Nov 5 2015 4:00PM
San Jose | My Staging Area -> new ATST d-09 -> D-9(new) | D-9(new) | RU#01 | DRM-MAC-BUILD1 & DRM-MAC-BUILD2 | LAB SERVICES | Generic Equipment Set | Shelf | 19 Inch 1U Shelf | GENR944 |  |  |  | Nov 5 2015 2:06PM
San Jose | My Staging Area -> new ATST d-09 -> D-9(new) | D-9(new) | InOutPlug#2 | ATSRD9PDUB | DATA CENTER OPERATIONS | Raritan Computer | Dominion PX | PX-5522 | RCI293 | QB63850020 |  | 10.122.64.145 | Jul 23 2014 7:46PM
San Jose | My Staging Area -> new ATST d-09 -> D-9(new) | D-9(new) | InOutPlug#1 | ATSRD9PDUA | DATA CENTER OPERATIONS | Raritan Computer | Dominion PX | PX-5522 | RCI293 | QB63850060 |  | 10.122.64.144 | Jul 23 2014 7:47PM
San Jose | My Staging Area -> new ATST d-09 -> D-9(new) | D-9(new) | RU#49 | Blanking Panel |  | APC | NetShelter | AR8101BLK-4U | APC971 |  |  |  | Nov 2 2015 6:11PM
San Jose | My Staging Area -> new ATST d-09 -> D-9(new) | D-9(new) | RU#48 | ATSR-EVMON POWERSUPPLY | DATA CENTER OPERATIONS | AKCP | Power Supplies | X40 | AKCP005 |  |  |  | Nov 2 2015 6:11PM
San Jose | My Staging Area -> new ATST d-09 -> D-9(new) | D-9(new) | RU#46 | ATSR-EVMON | DATA CENTER OPERATIONS | Belkin Components | OmniView | F1D108-OSD | BELK012 | AKCP0103200402SP8X60 |  | 10.8.4.108 | Nov 2 2015 6:11PM
San Jose | My Staging Area -> new ATST d-09 -> D-9(new) | D-9(new) | RU#45 | blanking panel |  | APC | NetShelter | AR8101BLK-1U | APC969 |  |  |  | Nov 2 2015 6:11PM
San Jose | My Staging Area -> new ATST d-09 -> D-9(new) | D-9(new) | RU#41 | blanking panel |  | APC | NetShelter | AR8101BLK-4U | APC971 |  |  |  | Nov 2 2015 6:11PM
San Jose | My Staging Area -> new ATST d-09 -> D-9(new) | D-9(new) | RU#33 | blanking panel |  | APC | NetShelter | AR8101BLK-8U | APC972 |  |  |  | Nov 2 2015 6:11PM
San Jose | My Staging Area -> new ATST d-09 -> D-9(new) | D-9(new) | RU#25 | blanking panel |  | APC | NetShelter | AR8101BLK-8U | APC972 |  |  |  | Nov 2 2015 6:11PM
San Jose | My Staging Area -> new ATST d-09 -> D-9(new) | D-9(new) | RU#13 | DRM-WIN-BUILD4 & DRM-MAC-BUILD3 | LAB SERVICES | Generic Equipment Set | Shelf | 19 Inch 1U Shelf | GENR944 |  |  |  | Nov 5 2015 2:07PM
San Jose | My Staging Area -> new ATST d-09 -> D-9(new) -> DRM-MAC-BUILD1 & DRM-MAC-BUILD2 | DRM-MAC-BUILD1 & DRM-MAC-BUILD2 | InOutPlug#7 | DRM-MAC-BUILD1 |  | Apple Computer | Mac | MacPro | APPL165 | G89070BVXYL |  | 10.122.68.20 | Nov 2 2015 6:11PM
San Jose | My Staging Area -> new ATST d-09 -> D-9(new) -> DRM-MAC-BUILD1 & DRM-MAC-BUILD2 | DRM-MAC-BUILD1 & DRM-MAC-BUILD2 | InOutPlug#1 | DRM-MAC-BUILD2 |  | Apple Computer | Mac | MacPro | APPL165 | G883700QXYK |  | 10.122.68.21 | Nov 2 2015 6:11PM
San Jose | My Staging Area -> new ATST d-09 -> D-9(new) -> DRM-WIN-BUILD4 & DRM-MAC-BUILD3 | DRM-WIN-BUILD4 & DRM-MAC-BUILD3 | InOutPlug#7 | DRM-MAC-BUILD3 |  | Apple Computer | Mac | MacPro | APPL165 | G8823523XYK |  | 10.122.68.22 | Nov 2 2015 6:11PM
San Jose | My Staging Area -> new ATST d-09 -> D-9(new) -> DRM-WIN-BUILD4 & DRM-MAC-BUILD3 | DRM-WIN-BUILD4 & DRM-MAC-BUILD3 | InOutPlug#1 | DRM-WIN-BUILD4 |  | Hewlett-Packard | Pavilion | E9280T | HEPK241 | MXX943039V |  | 10.122.68.51 | Nov 2 2015 6:11PM
San Jose | My Staging Area -> SJ Final -> 19 Inch Rack With 6 RU Ext | 19 Inch Rack With 6 RU Ext | RU#50 | AR8101BLK-2U |  | APC | NetShelter | AR8101BLK-2U | APC970 |  |  |  | Mar 25 2015 1:44PM
San Jose | My Staging Area -> SJ Final -> 19 Inch Rack With 6 RU Ext | 19 Inch Rack With 6 RU Ext | RU#48 | AR8101BLK-2U |  | APC | NetShelter | AR8101BLK-2U | APC970 |  |  |  | Mar 25 2015 1:45PM
San Jose | My Staging Area -> SJ Final -> 19 Inch Rack With 6 RU Ext | 19 Inch Rack With 6 RU Ext | RU#46 | AR8101BLK-2U |  | APC | NetShelter | AR8101BLK-2U | APC970 |  |  |  | Mar 25 2015 1:45PM
San Jose | My Staging Area -> SJ Final -> D-0 | D-0 | RU#01 | blanking panel |  | APC | NetShelter | AR8101BLK-8U | APC972 |  |  |  | Apr 2 2015 6:15PM
San Jose | My Staging Area -> SJ Final -> D-0 | D-0 | InOutPlug#2 | ATSRD0PDUB |  | Raritan Computer | Dominion PX | PX-5522 | RCI293 | QB63850015 |  |  | Apr 2 2015 6:15PM
San Jose | My Staging Area -> SJ Final -> D-0 | D-0 | InOutPlug#1 | ATSRD0PDUA |  | Raritan Computer | Dominion PX | PX-5522 | RCI293 | QB63850043 |  |  | Apr 2 2015 6:15PM
San Jose | My Staging Area -> SJ Final -> D-0 | D-0 | RU#45 | shelf |  | APC | NetShelter | AR8122BLK | APC980 |  |  |  | Apr 2 2015 6:15PM
San Jose | My Staging Area -> SJ Final -> D-0 | D-0 | RU#44 | SJCRMAC04/SJCRMAC05 |  | APC | NetShelter | AR8122BLK | APC980 |  |  |  | Apr 2 2015 6:15PM
San Jose | My Staging Area -> SJ Final -> D-0 | D-0 | RU#43 | SJCRMAC06 |  | APC | NetShelter | AR8122BLK | APC980 |  |  |  | Apr 2 2015 6:15PM
San Jose | My Staging Area -> SJ Final -> D-0 | D-0 | RU#41 | blanking panel |  | APC | NetShelter | AR8101BLK-2U | APC970 |  |  |  | Apr 2 2015 6:15PM
San Jose | My Staging Area -> SJ Final -> D-0 | D-0 | RU#33 | blanking panel |  | APC | NetShelter | AR8101BLK-8U | APC972 |  |  |  | Apr 2 2015 6:15PM
San Jose | My Staging Area -> SJ Final -> D-0 | D-0 | RU#25 | blanking panel |  | APC | NetShelter | AR8101BLK-8U | APC972 |  |  |  | Apr 2 2015 6:15PM
San Jose | My Staging Area -> SJ Final -> D-0 | D-0 | RU#17 | blanking panel |  | APC | NetShelter | AR8101BLK-8U | APC972 |  |  |  | Apr 2 2015 6:15PM
San Jose | My Staging Area -> SJ Final -> D-0 | D-0 | RU#09 | blanking panel |  | APC | NetShelter | AR8101BLK-8U | APC972 |  |  |  | Apr 2 2015 6:15PM
San Jose | My Staging Area -> SJ Final -> D-0 -> shelf | shelf | InOutPlug#7 | TRON-MAC-001 |  | Apple Computer | Mac | Mac Mini | APPL095 | C07NR0MRG1J2 |  |  | Apr 2 2015 6:15PM
San Jose | My Staging Area -> SJ Final -> D-0 -> shelf | shelf | InOutPlug#1 | TRON-MAC-002 |  | Apple Computer | Mac | Mac Mini | APPL095 | C07NR0MRG1J2 |  |  | Apr 2 2015 6:15PM
San Jose | My Staging Area -> SJ Final -> D-0 -> SJCRMAC04/SJCRMAC05 | SJCRMAC04/SJCRMAC05 | InOutPlug#7 | SJCRMAC05 |  | Apple Computer | Mac | MacMini with HDMI | APPL126 | C07P60AMG1J2 |  |  | Apr 2 2015 6:15PM
San Jose | My Staging Area -> SJ Final -> D-0 -> SJCRMAC04/SJCRMAC05 | SJCRMAC04/SJCRMAC05 | InOutPlug#1 | SJCRMAC04 |  | Apple Computer | Mac | MacMini with HDMI | APPL126 | C07P60AEG1J2 |  |  | Apr 2 2015 6:15PM
San Jose | My Staging Area -> SJ Final -> D-0 -> SJCRMAC06 | SJCRMAC06 | InOutPlug#1 | SJCRMAC06 |  | Apple Computer | Mac | MacMini with HDMI | APPL126 | C07P60AJG1J2 |  |  | Apr 2 2015 6:15PM
San Jose | My Staging Area -> SJ Final -> Z1.H.05 | Z1.H.05 | RU#08 | blanking panel |  | APC | NetShelter | AR8101BLK-2U | APC970 |  |  |  | Mar 25 2015 3:14PM
San Jose | My Staging Area -> SJ Final -> Z1.H.05 | Z1.H.05 | RU#06 | blanking panel |  | APC | NetShelter | AR8101BLK-2U | APC970 |  |  |  | Mar 25 2015 3:14PM
San Jose | My Staging Area -> SJ Final -> Z1.H.05 | Z1.H.05 | RU#04 | blanking panel |  | APC | NetShelter | AR8101BLK-2U | APC970 |  |  |  | Mar 25 2015 3:14PM
San Jose | My Staging Area -> SJ Final -> Z1.H.05 | Z1.H.05 | RU#02 | blanking panel |  | APC | NetShelter | AR8101BLK-2U | APC970 |  |  |  | Mar 25 2015 3:14PM
San Jose | My Staging Area -> SJ Final -> Z1.H.05 | Z1.H.05 | RU#01 | blanking panel |  | APC | NetShelter | AR8101BLK-1U | APC969 |  |  |  | Mar 25 2015 3:14PM
San Jose | My Staging Area -> SJ Final -> Z1.H.05 | Z1.H.05 | InOutPlug#2 | ETSR2Z1H05PDUB |  | Raritan Computer | Dominion PX | PX-5522 | RCI293 |  |  |  | Mar 25 2015 3:14PM
San Jose | My Staging Area -> SJ Final -> Z1.H.05 | Z1.H.05 | InOutPlug#1 | ETSR2Z1H05PDUA |  | Raritan Computer | Dominion PX | PX-5522 | RCI293 |  |  |  | Mar 25 2015 3:14PM
San Jose | My Staging Area -> SJ Final -> Z1.H.05 | Z1.H.05 | RU#45 | SJESR1ILOH-05 |  | Cisco Systems | Catalyst 2960 | WS-C2960-48TT-L | CICO363 | FOC1150X0QE |  |  | Mar 25 2015 3:14PM
San Jose | My Staging Area -> SJ Final -> Z1.H.05 | Z1.H.05 | RU#44 | blanking panel |  | APC | NetShelter | AR8101BLK-2U | APC970 |  |  |  | Mar 25 2015 3:14PM
San Jose | My Staging Area -> SJ Final -> Z1.H.05 | Z1.H.05 | RU#42 | blanking panel |  | APC | NetShelter | AR8101BLK-2U | APC970 |  |  |  | Mar 25 2015 3:14PM
San Jose | My Staging Area -> SJ Final -> Z1.H.05 | Z1.H.05 | RU#40 | blanking panel |  | APC | NetShelter | AR8101BLK-2U | APC970 |  |  |  | Mar 25 2015 3:14PM
San Jose | My Staging Area -> SJ Final -> Z1.H.05 | Z1.H.05 | RU#38 | blanking panel |  | APC | NetShelter | AR8101BLK-2U | APC970 |  |  |  | Mar 25 2015 3:14PM
San Jose | My Staging Area -> SJ Final -> Z1.H.05 | Z1.H.05 | RU#36 | blanking panel |  | APC | NetShelter | AR8101BLK-2U | APC970 |  |  |  | Mar 25 2015 3:14PM
San Jose | My Staging Area -> SJ Final -> Z1.H.05 | Z1.H.05 | RU#34 | blanking panel |  | APC | NetShelter | AR8101BLK-2U | APC970 |  |  |  | Mar 25 2015 3:14PM
San Jose | My Staging Area -> SJ Final -> Z1.H.05 | Z1.H.05 | RU#32 | blanking panel |  | APC | NetShelter | AR8101BLK-2U | APC970 |  |  |  | Mar 25 2015 3:14PM
San Jose | My Staging Area -> SJ Final -> Z1.H.05 | Z1.H.05 | RU#30 | blanking panel |  | APC | NetShelter | AR8101BLK-2U | APC970 |  |  |  | Mar 25 2015 3:14PM
San Jose | My Staging Area -> SJ Final -> Z1.H.05 | Z1.H.05 | RU#28 | blanking panel |  | APC | NetShelter | AR8101BLK-2U | APC970 |  |  |  | Mar 25 2015 3:14PM
San Jose | My Staging Area -> SJ Final -> Z1.H.05 | Z1.H.05 | RU#26 | blanking panel |  | APC | NetShelter | AR8101BLK-2U | APC970 |  |  |  | Mar 25 2015 3:14PM
San Jose | My Staging Area -> SJ Final -> Z1.H.05 | Z1.H.05 | RU#24 | blanking panel |  | APC | NetShelter | AR8101BLK-2U | APC970 |  |  |  | Mar 25 2015 3:14PM
San Jose | My Staging Area -> SJ Final -> Z1.H.05 | Z1.H.05 | RU#22 | blanking panel |  | APC | NetShelter | AR8101BLK-2U | APC970 |  |  |  | Mar 25 2015 3:14PM
San Jose | My Staging Area -> SJ Final -> Z1.H.05 | Z1.H.05 | RU#20 | blanking panel |  | APC | NetShelter | AR8101BLK-2U | APC970 |  |  |  | Mar 25 2015 3:14PM
San Jose | My Staging Area -> SJ Final -> Z1.H.05 | Z1.H.05 | RU#18 | blanking panel |  | APC | NetShelter | AR8101BLK-2U | APC970 |  |  |  | Mar 25 2015 3:14PM
San Jose | My Staging Area -> SJ Final -> Z1.H.05 | Z1.H.05 | RU#16 | blanking panel |  | APC | NetShelter | AR8101BLK-2U | APC970 |  |  |  | Mar 25 2015 3:14PM
San Jose | My Staging Area -> SJ Final -> Z1.H.05 | Z1.H.05 | RU#14 | blanking panel |  | APC | NetShelter | AR8101BLK-2U | APC970 |  |  |  | Mar 25 2015 3:14PM
San Jose | My Staging Area -> SJ Final -> Z1.H.05 | Z1.H.05 | RU#12 | blanking panel |  | APC | NetShelter | AR8101BLK-2U | APC970 |  |  |  | Mar 25 2015 3:14PM
San Jose | My Staging Area -> SJ Final -> Z1.H.05 | Z1.H.05 | RU#10 | blanking panel |  | APC | NetShelter | AR8101BLK-2U | APC970 |  |  |  | Mar 25 2015 3:14PM
San Jose | My Staging Area -> SJ Final -> Z2.D.01 | Z2.D.01 | RU#08 | blanking panel |  | APC | NetShelter | AR8101BLK-2U | APC970 |  |  |  | Mar 25 2015 6:36PM
San Jose | My Staging Area -> SJ Final -> Z2.D.01 | Z2.D.01 | RU#06 | blanking panel |  | APC | NetShelter | AR8101BLK-2U | APC970 |  |  |  | Mar 25 2015 6:36PM
San Jose | My Staging Area -> SJ Final -> Z2.D.01 | Z2.D.01 | RU#04 | blanking panel |  | APC | NetShelter | AR8101BLK-2U | APC970 |  |  |  | Mar 25 2015 6:36PM
San Jose | My Staging Area -> SJ Final -> Z2.D.01 | Z2.D.01 | RU#02 | blanking panel |  | APC | NetShelter | AR8101BLK-2U | APC970 |  |  |  | Mar 25 2015 6:36PM
San Jose | My Staging Area -> SJ Final -> Z2.D.01 | Z2.D.01 | RU#01 | blanking panel |  | APC | NetShelter | AR8101BLK-1U | APC969 |  |  |  | Mar 25 2015 6:36PM
San Jose | My Staging Area -> SJ Final -> Z2.D.01 | Z2.D.01 | InOutPlug#2 | ETSR2Z2D01PDUB |  | Raritan Computer | Dominion PX | PX-5522 | RCI293 |  |  |  | Mar 25 2015 6:36PM
San Jose | My Staging Area -> SJ Final -> Z2.D.01 | Z2.D.01 | InOutPlug#1 | ETSR2Z2D01PDUA |  | Raritan Computer | Dominion PX | PX-5522 | RCI293 |  |  |  | Mar 25 2015 6:36PM
San Jose | My Staging Area -> SJ Final -> Z2.D.01 | Z2.D.01 | RU#44 | KVMET2-5 |  | Raritan Computer | Dominion KX II | DKX2-464 | RCI170 |  |  |  | Mar 25 2015 6:36PM
San Jose | My Staging Area -> SJ Final -> Z2.D.01 | Z2.D.01 | RU#43 | blanking panel |  | APC | NetShelter | AR8101BLK-1U | APC969 |  |  |  | Mar 25 2015 6:36PM
San Jose | My Staging Area -> SJ Final -> Z2.D.01 | Z2.D.01 | RU#42 | SNJSETSR2-EHOP-A |  | Dell Computer | PowerEdge | PowerEdge 1950 (Close View) | DELL784 | HHLKSW1 |  |  | Mar 25 2015 6:36PM
San Jose | My Staging Area -> SJ Final -> Z2.D.01 | Z2.D.01 | RU#40 | blanking panel |  | APC | NetShelter | AR8101BLK-2U | APC970 |  |  |  | Mar 25 2015 6:36PM
San Jose | My Staging Area -> SJ Final -> Z2.D.01 | Z2.D.01 | RU#38 | ROXO1 |  | SUN Microsystems | Enterprise | T5220 | SUNM069 | BEL0825PVE |  |  | Mar 25 2015 6:36PM
San Jose | My Staging Area -> SJ Final -> Z2.D.01 | Z2.D.01 | RU#28 | shelf |  | Generic Equipment Set | Shelf | 19 Inch 1U Shelf | GENR944 |  |  |  | Mar 25 2015 6:36PM
San Jose | My Staging Area -> SJ Final -> Z2.D.01 | Z2.D.01 | RU#16 | shelf |  | Generic Equipment Set | Shelf | 19 Inch 1U Shelf | GENR944 |  |  |  | Mar 25 2015 6:36PM
San Jose | My Staging Area -> SJ Final -> Z2.D.01 | Z2.D.01 | RU#14 | KROGERS-1 |  | SUN Microsystems | Enterprise | T5220 | SUNM069 | BEL0825PMY |  |  | Mar 25 2015 6:36PM
San Jose | My Staging Area -> SJ Final -> Z2.D.01 | Z2.D.01 | RU#12 | blanking panel |  | APC | NetShelter | AR8101BLK-2U | APC970 |  |  |  | Mar 25 2015 6:36PM
San Jose | My Staging Area -> SJ Final -> Z2.D.01 -> shelf | shelf | InOutPlug#7 | HANCOCK-MAC-PRD-4 |  | Apple Computer | Mac | MacPro | APPL165 | C07J908CF4MD |  |  | Mar 25 2015 6:36PM
San Jose | My Staging Area -> SJ Final -> Z2.D.01 -> shelf | shelf | InOutPlug#7 | HANCOCK-MAC-PRD-2 |  | Apple Computer | Mac | MacPro | APPL165 | C07J9087F4MD |  |  | Mar 25 2015 6:36PM
San Jose | My Staging Area -> SJ Final -> Z2.D.01 -> shelf | shelf | InOutPlug#1 | HANCOCK-MAC-PRD-1 |  | Apple Computer | Mac | MacPro | APPL165 | CMVHP0CNF4MD |  |  | Mar 25 2015 6:36PM
San Jose | My Staging Area -> SJ Final -> Z2.D.01 -> shelf | shelf | InOutPlug#1 | HANCOCK-MAC-PRD-3 |  | Apple Computer | Mac | MacPro | APPL165 | C07J9074F4MD |  |  | Mar 25 2015 6:36PM
San Jose | My Staging Area -> SJ Final -> Z2.D.02 | Z2.D.02 | RU#01 | shelf |  | Generic Equipment Set | Shelf | 19 Inch 1U Shelf | GENR944 |  |  |  | Mar 25 2015 5:30PM
San Jose | My Staging Area -> SJ Final -> Z2.D.02 | Z2.D.02 | InOutPlug#2 | ETSR2Z2D02PDUB |  | Raritan Computer | Dominion PX | PX-5522 | RCI293 |  |  |  | Mar 25 2015 5:30PM
San Jose | My Staging Area -> SJ Final -> Z2.D.02 | Z2.D.02 | InOutPlug#1 | ETSR2Z2D02PDUA |  | Raritan Computer | Dominion PX | PX-5522 | RCI293 |  |  |  | Mar 25 2015 5:30PM
San Jose | My Staging Area -> SJ Final -> Z2.D.02 | Z2.D.02 | RU#45 | SNJSESR2-INTRATORSG-VC-A |  | Juniper Networks | EX Series | EX 4200-48P | JUNP618 | BP0212383164 |  |  | Mar 25 2015 5:30PM
San Jose | My Staging Area -> SJ Final -> Z2.D.02 | Z2.D.02 | RU#44 | blanking panel |  | APC | NetShelter | AR8101BLK-1U | APC969 |  |  |  | Mar 25 2015 5:30PM
San Jose | My Staging Area -> SJ Final -> Z2.D.02 | Z2.D.02 | RU#43 | SJFIREEYE-ETSR2 |  | Fire Eye | Security Appliance | 4000 Series | FIRY002 | 7307231300259086805C |  |  | Mar 25 2015 5:30PM
San Jose | My Staging Area -> SJ Final -> Z2.D.02 | Z2.D.02 | RU#42 | SJESNIFFER2 |  | Hewlett-Packard | ProLiant | DL320 G5p | HEPD383 | MX283901ZC |  |  | Mar 25 2015 5:30PM
San Jose | My Staging Area -> SJ Final -> Z2.D.02 | Z2.D.02 | RU#41 | SJCNS004 |  | Citrix Systems | NetScaler | NetScaler MPX8200 | CTRX063 | 1KKN82EM27 |  |  | Mar 25 2015 5:30PM
San Jose | My Staging Area -> SJ Final -> Z2.D.02 | Z2.D.02 | RU#38 | blanking panel |  | APC | NetShelter | AR8101BLK-2U | APC970 |  |  |  | Mar 25 2015 5:30PM
San Jose | My Staging Area -> SJ Final -> Z2.D.02 | Z2.D.02 | RU#37 | blanking panel |  | APC | NetShelter | AR8101BLK-1U | APC969 |  |  |  | Mar 25 2015 5:30PM
San Jose | My Staging Area -> SJ Final -> Z2.D.02 | Z2.D.02 | RU#25 | shelf |  | Generic Equipment Set | Shelf | 19 Inch 1U Shelf | GENR944 |  |  |  | Mar 25 2015 5:30PM
San Jose | My Staging Area -> SJ Final -> Z2.D.02 | Z2.D.02 | RU#13 | shelf |  | Generic Equipment Set | Shelf | 19 Inch 1U Shelf | GENR944 |  |  |  | Mar 25 2015 5:30PM
San Jose | My Staging Area -> SJ Final -> Z2.D.02 -> shelf | shelf | InOutPlug#7 | SJMPH001 |  | Apple Computer | Mac | MacPro | APPL165 | C07KD033F4MH |  |  | Mar 25 2015 5:30PM
San Jose | My Staging Area -> SJ Final -> Z2.D.02 -> shelf | shelf | InOutPlug#7 | BAST-MAC-STG-4 |  | Apple Computer | Mac | MacPro | APPL165 | CMVHP0XEF4MD |  |  | Mar 25 2015 5:30PM
San Jose | My Staging Area -> SJ Final -> Z2.D.02 -> shelf | shelf | InOutPlug#7 | BAST-MAC-STG-2 |  | Apple Computer | Mac | MacPro | APPL165 | CMVHQ08UF4MD |  |  | Mar 25 2015 5:30PM
San Jose | My Staging Area -> SJ Final -> Z2.D.02 -> shelf | shelf | InOutPlug#1 | BAST-MAC-QA-1 |  | Apple Computer | Mac | MacPro | APPL165 | H00362VBGWR |  |  | Mar 25 2015 5:30PM
San Jose | My Staging Area -> SJ Final -> Z2.D.02 -> shelf | shelf | InOutPlug#1 | BAST-MAC-STG-1 |  | Apple Computer | Mac | MacPro | APPL165 | CMVHQ04EF4MD |  |  | Mar 25 2015 5:30PM
San Jose | My Staging Area -> SJ Final -> Z2.D.02 -> shelf | shelf | InOutPlug#1 | BAST-MAC-STG-3 |  | Apple Computer | Mac | MacPro | APPL165 | CMVHP107F4MD |  |  | Mar 25 2015 5:30PM
San Jose | My Staging Area -> Test | Test |  | ILCOMP37 & ILCOMP38 |  | Generic Equipment Set | Shelf | 19 Inch 1U Shelf | GENR944 |  |  |  | Apr 28 2015 3:55PM
San Jose | My Staging Area -> Test -> A-1 | A-1 | InOutPlug#2 | ATSRA1PDUB |  | Raritan Computer | Dominion PX | PX-5522 | RCI293 | OB62150032 |  |  | Apr 28 2015 3:34PM
San Jose | My Staging Area -> Test -> A-1 | A-1 | InOutPlug#1 | ATSRA1PDUA |  | Raritan Computer | Dominion PX | PX-5522 | RCI293 | OB62150046 |  |  | Apr 28 2015 3:34PM
San Jose | My Staging Area -> Test -> A-1 | A-1 | RU#45 | SJA06EDR-ADMSA-1 |  | Cisco Systems | Catalyst 2960 | WS-C2960G-48TC-L | CICO640 | FOC1839S2PY |  |  | Apr 28 2015 3:34PM
San Jose | My Staging Area -> Test -> A-1 | A-1 | RU#44 | DSMACBUILD01 |  | Apple Computer | Xserve | Xserve | APPL078 | H004012E6HS |  |  | Apr 28 2015 3:34PM
San Jose | My Staging Area -> Test -> A-1 | A-1 | RU#42 | DSQESAP03 |  | Hewlett-Packard | ProLiant | DL380 G7-SFF | HEPK280 | 2M210901PC |  |  | Apr 28 2015 3:34PM
San Jose | My Staging Area -> Test -> A-1 | A-1 | RU#40 | DSWINBUILD01 |  | Hewlett-Packard | ProLiant | DL380 G7-SFF | HEPK280 | 2M2029044V |  |  | Apr 28 2015 3:34PM
San Jose | My Staging Area -> Test -> A-1 | A-1 | RU#38 | DSQESAP02 |  | Hewlett-Packard | ProLiant | DL380 G7-SFF | HEPK280 | 2M21190020 |  |  | Apr 28 2015 3:34PM
San Jose | My Staging Area -> Test -> A-1 | A-1 | RU#34 | ILCOMP34 |  | Industrial Computer Source | 7400 Series | 7415-23V | INCS043 | 131185-2 |  |  | Apr 28 2015 3:34PM
San Jose | My Staging Area -> Test -> A-1 | A-1 | RU#30 | ILCOMP35 |  | Industrial Computer Source | 7400 Series | 7415-23V | INCS043 | 131185-1 |  |  | Apr 28 2015 3:34PM
San Jose | My Staging Area -> Test -> A-1 | A-1 | RU#25 | shelf |  | Generic Equipment Set | Shelf | 19 Inch 1U Shelf | GENR944 |  |  |  | Apr 28 2015 3:34PM
San Jose | My Staging Area -> Test -> A-1 | A-1 | RU#22 | blanking panel |  | APC | NetShelter | AR8101BLK-3U | APCC280 |  |  |  | Apr 28 2015 3:34PM
San Jose | My Staging Area -> Test -> A-1 | A-1 | RU#14 | blanking panel |  | APC | NetShelter | AR8101BLK-8U | APC972 |  |  |  | Apr 28 2015 3:34PM
San Jose | My Staging Area -> Test -> A-9 | A-9 | RU#01 | SJA06EDR-DRA |  | Cisco Systems | Catalyst 6500 | WS-C6509 | CSCA203 | SMG1412N025 |  |  | Apr 20 2015 1:38PM
San Jose | My Staging Area -> Test -> A-9 | A-9 | InOutPlug#2 | ATSRA9PDUB |  | Raritan Computer | Dominion PX | PX-5522 | RCI293 | OB62150050 |  |  | Apr 20 2015 1:38PM
San Jose | My Staging Area -> Test -> A-9 | A-9 | InOutPlug#1 | ATSRA9PDUA |  | Raritan Computer | Dominion PX | PX-5522 | RCI293 | OB62150047 |  |  | Apr 20 2015 1:38PM
San Jose | My Staging Area -> Test -> A-9 | A-9 | RU#45 | blanking panel |  | APC | NetShelter | AR8101BLK-1U | APC969 |  |  |  | Apr 20 2015 1:38PM
San Jose | My Staging Area -> Test -> A-9 | A-9 | RU#41 | blanking panel |  | APC | NetShelter | AR8101BLK-4U | APC971 |  |  |  | Apr 20 2015 1:38PM
San Jose | My Staging Area -> Test -> A-9 | A-9 | RU#33 | blanking panel |  | APC | NetShelter | AR8101BLK-8U | APC972 |  |  |  | Apr 20 2015 1:38PM
San Jose | My Staging Area -> Test -> A-9 | A-9 | RU#25 | blanking panel |  | APC | NetShelter | AR8101BLK-8U | APC972 |  |  |  | Apr 20 2015 1:38PM
San Jose | My Staging Area -> Test -> A-9 | A-9 | RU#22 | blanking panel |  | APC | NetShelter | AR8101BLK-3U | APCC280 |  |  |  | Apr 20 2015 1:38PM
San Jose | My Staging Area -> Test -> A-9 | A-9 | RU#18 | blanking panel |  | APC | NetShelter | AR8101BLK-4U | APC971 |  |  |  | Apr 20 2015 1:38PM
San Jose | My Staging Area -> Test -> A-9 | A-9 | RU#16 | cable manager |  | Leviton Voice and Data | Interbay | 49253-BCM | LEVI067 |  |  |  | Apr 20 2015 1:38PM
San Jose | My Staging Area -> Test -> B-0 | B-0 | RU#01 | blanking panel |  | APC | NetShelter | AR8101BLK-8U | APC972 |  |  |  | May 7 2015 6:59PM
San Jose | My Staging Area -> Test -> B-0 | B-0 | InOutPlug#2 | ATSRB0PDUB |  | Raritan Computer | Dominion PX | PX-5522 | RCI293 | QB63850002 |  |  | May 7 2015 6:59PM
San Jose | My Staging Area -> Test -> B-0 | B-0 | InOutPlug#1 | ATSRB0PDUA |  | Raritan Computer | Dominion PX | PX-5522 | RCI293 | QB63850012 |  |  | May 7 2015 6:59PM
San Jose | My Staging Area -> Test -> B-0 | B-0 | RU#46 | blanking panel |  | APC | NetShelter | AR8101BLK-8U | APC972 |  |  |  | May 7 2015 6:59PM
San Jose | My Staging Area -> Test -> B-0 | B-0 | RU#45 | shelf |  | Sonnet Technologies | Brackets | RACK-MIN-2X | SONT001 |  |  |  | May 7 2015 6:59PM
San Jose | My Staging Area -> Test -> B-0 | B-0 | RU#44 | shelf |  | Sonnet Technologies | Brackets | RACK-MIN-2X | SONT001 |  |  |  | May 7 2015 6:59PM
San Jose | My Staging Area -> Test -> B-0 | B-0 | RU#43 | shelf |  | Sonnet Technologies | Brackets | RACK-MIN-2X | SONT001 |  |  |  | May 7 2015 6:59PM
San Jose | My Staging Area -> Test -> B-0 | B-0 | RU#42 | shelf |  | Sonnet Technologies | Brackets | RACK-MIN-2X | SONT001 |  |  |  | May 7 2015 6:59PM
San Jose | My Staging Area -> Test -> B-0 | B-0 | RU#41 | shelf |  | Sonnet Technologies | Brackets | RACK-MIN-2X | SONT001 |  |  |  | May 7 2015 6:59PM
San Jose | My Staging Area -> Test -> B-0 | B-0 | RU#40 | shelf |  | Sonnet Technologies | Brackets | RACK-MIN-2X | SONT001 |  |  |  | May 7 2015 6:59PM
San Jose | My Staging Area -> Test -> B-0 | B-0 | RU#39 | shelf |  | Sonnet Technologies | Brackets | RACK-MIN-2X | SONT001 |  |  |  | May 7 2015 6:59PM
San Jose | My Staging Area -> Test -> B-0 | B-0 | RU#38 | shelf |  | Sonnet Technologies | Brackets | RACK-MIN-2X | SONT001 |  |  |  | May 7 2015 6:59PM
San Jose | My Staging Area -> Test -> B-0 | B-0 | RU#37 | shelf |  | Sonnet Technologies | Brackets | RACK-MIN-2X | SONT001 |  |  |  | May 7 2015 6:59PM
San Jose | My Staging Area -> Test -> B-0 | B-0 | RU#36 | shelf |  | Sonnet Technologies | Brackets | RACK-MIN-2X | SONT001 |  |  |  | May 7 2015 6:59PM
San Jose | My Staging Area -> Test -> B-0 | B-0 | RU#35 | shelf |  | Sonnet Technologies | Brackets | RACK-MIN-2X | SONT001 |  |  |  | May 7 2015 6:59PM
San Jose | My Staging Area -> Test -> B-0 | B-0 | RU#34 | shelf |  | Sonnet Technologies | Brackets | RACK-MIN-2X | SONT001 |  |  |  | May 7 2015 6:59PM
San Jose | My Staging Area -> Test -> B-0 | B-0 | RU#33 | shelf |  | Sonnet Technologies | Brackets | RACK-MIN-2X | SONT001 |  |  |  | May 7 2015 6:59PM
San Jose | My Staging Area -> Test -> B-0 | B-0 | RU#32 | shelf |  | Sonnet Technologies | Brackets | RACK-MIN-2X | SONT001 |  |  |  | May 7 2015 6:59PM
San Jose | My Staging Area -> Test -> B-0 | B-0 | RU#31 | shelf |  | Sonnet Technologies | Brackets | RACK-MIN-2X | SONT001 |  |  |  | May 7 2015 6:59PM
San Jose | My Staging Area -> Test -> B-0 | B-0 | RU#30 | shelf |  | Sonnet Technologies | Brackets | RACK-MIN-2X | SONT001 |  |  |  | May 7 2015 6:59PM
San Jose | My Staging Area -> Test -> B-0 | B-0 | RU#29 | PHCI-MAC-071 & PHCI-MAC-072 |  | APC | NetShelter | AR8122BLK | APC980 |  |  |  | May 7 2015 6:59PM
San Jose | My Staging Area -> Test -> B-0 | B-0 | RU#28 | PHCI-MAC-073 & PHCI-MAC-074 |  | APC | NetShelter | AR8122BLK | APC980 |  |  |  | May 7 2015 6:59PM
San Jose | My Staging Area -> Test -> B-0 | B-0 | RU#27 | PHCI-MAC-075 & PHCI-MAC-076 |  | APC | NetShelter | AR8122BLK | APC980 |  |  |  | May 7 2015 6:59PM
San Jose | My Staging Area -> Test -> B-0 | B-0 | RU#26 | PHCI-MAC-077 & PHCI-MAC-078 |  | APC | NetShelter | AR8122BLK | APC980 |  |  |  | May 7 2015 6:59PM
San Jose | My Staging Area -> Test -> B-0 | B-0 | RU#25 | PHCI-MAC-079 & PHCI-MAC-080 |  | APC | NetShelter | AR8122BLK | APC980 |  |  |  | May 7 2015 6:59PM
San Jose | My Staging Area -> Test -> B-0 | B-0 | RU#24 | PHCI-MAC-081 & PHCI-MAC-082 |  | APC | NetShelter | AR8122BLK | APC980 |  |  |  | May 7 2015 6:59PM
San Jose | My Staging Area -> Test -> B-0 | B-0 | RU#23 | PHCI-MAC-083 & PHCI-MAC-084 |  | APC | NetShelter | AR8122BLK | APC980 |  |  |  | May 7 2015 6:59PM
San Jose | My Staging Area -> Test -> B-0 | B-0 | RU#22 | PHCI-MAC-085 & PHCI-MAC-086 |  | APC | NetShelter | AR8122BLK | APC980 |  |  |  | May 7 2015 6:59PM
San Jose | My Staging Area -> Test -> B-0 | B-0 | RU#21 | PHCI-MAC-087 & PHCI-MAC-088 |  | APC | NetShelter | AR8122BLK | APC980 |  |  |  | May 7 2015 6:59PM
San Jose | My Staging Area -> Test -> B-0 | B-0 | RU#17 | blanking panel |  | APC | NetShelter | AR8101BLK-4U | APC971 |  |  |  | May 7 2015 6:59PM
San Jose | My Staging Area -> Test -> B-0 | B-0 | RU#09 | blanking panel |  | APC | NetShelter | AR8101BLK-8U | APC972 |  |  |  | May 7 2015 6:59PM
San Jose | My Staging Area -> Test -> B-0 -> PHCI-MAC-071 & PHCI-MAC-072 | PHCI-MAC-071 & PHCI-MAC-072 | InOutPlug#7 | PHCI-MAC-072 |  | Apple Computer | Mac | MacMini with HDMI | APPL126 | C07NH1N7DY3H |  |  | May 7 2015 6:59PM
San Jose | My Staging Area -> Test -> B-0 -> PHCI-MAC-071 & PHCI-MAC-072 | PHCI-MAC-071 & PHCI-MAC-072 | InOutPlug#1 | PHCI-MAC-071 |  | Apple Computer | Mac | MacMini with HDMI | APPL126 | C07NH1H0DY3H |  |  | May 7 2015 6:59PM
San Jose | My Staging Area -> Test -> B-0 -> PHCI-MAC-073 & PHCI-MAC-074 | PHCI-MAC-073 & PHCI-MAC-074 | InOutPlug#7 | PHCI-MAC-074 |  | Apple Computer | Mac | MacMini with HDMI | APPL126 | C07NH1GXDY3H |  |  | May 7 2015 6:59PM
San Jose | My Staging Area -> Test -> B-0 -> PHCI-MAC-073 & PHCI-MAC-074 | PHCI-MAC-073 & PHCI-MAC-074 | InOutPlug#1 | PHCI-MAC-073 |  | Apple Computer | Mac | MacMini with HDMI | APPL126 | C07NH1H2DY3H |  |  | May 7 2015 6:59PM
San Jose | My Staging Area -> Test -> B-0 -> PHCI-MAC-075 & PHCI-MAC-076 | PHCI-MAC-075 & PHCI-MAC-076 | InOutPlug#7 | PHCI-MAC-076 |  | Apple Computer | Mac | MacMini with HDMI | APPL126 | C07NH14HDY3H |  |  | May 7 2015 6:59PM
San Jose | My Staging Area -> Test -> B-0 -> PHCI-MAC-075 & PHCI-MAC-076 | PHCI-MAC-075 & PHCI-MAC-076 | InOutPlug#1 | PHCI-MAC-075 |  | Apple Computer | Mac | MacMini with HDMI | APPL126 | C07NH171DY3H |  |  | May 7 2015 6:59PM
San Jose | My Staging Area -> Test -> B-0 -> PHCI-MAC-077 & PHCI-MAC-078 | PHCI-MAC-077 & PHCI-MAC-078 | InOutPlug#7 | PHCI-MAC-078 |  | Apple Computer | Mac | MacMini with HDMI | APPL126 | C07NH0EVDY3H |  |  | May 7 2015 6:59PM
San Jose | My Staging Area -> Test -> B-0 -> PHCI-MAC-077 & PHCI-MAC-078 | PHCI-MAC-077 & PHCI-MAC-078 | InOutPlug#1 | PHCI-MAC-077 |  | Apple Computer | Mac | MacMini with HDMI | APPL126 | C07NH1WXDY3H |  |  | May 7 2015 6:59PM
San Jose | My Staging Area -> Test -> B-0 -> PHCI-MAC-079 & PHCI-MAC-080 | PHCI-MAC-079 & PHCI-MAC-080 | InOutPlug#7 | PHCI-MAC-080 |  | Apple Computer | Mac | MacMini with HDMI | APPL126 | C07NH1UBDY3H |  |  | May 7 2015 6:59PM
San Jose | My Staging Area -> Test -> B-0 -> PHCI-MAC-079 & PHCI-MAC-080 | PHCI-MAC-079 & PHCI-MAC-080 | InOutPlug#1 | PHCI-MAC-079 |  | Apple Computer | Mac | MacMini with HDMI | APPL126 | C07NH0MBDY3H |  |  | May 7 2015 6:59PM
San Jose | My Staging Area -> Test -> B-0 -> PHCI-MAC-081 & PHCI-MAC-082 | PHCI-MAC-081 & PHCI-MAC-082 | InOutPlug#7 | PHCI-MAC-082 |  | Apple Computer | Mac | MacMini with HDMI | APPL126 | C07NH170DY3H |  |  | May 7 2015 6:59PM
San Jose | My Staging Area -> Test -> B-0 -> PHCI-MAC-081 & PHCI-MAC-082 | PHCI-MAC-081 & PHCI-MAC-082 | InOutPlug#1 | PHCI-MAC-081 |  | Apple Computer | Mac | MacMini with HDMI | APPL126 | C07NH1N6DY3H |  |  | May 7 2015 6:59PM
San Jose | My Staging Area -> Test -> B-0 -> PHCI-MAC-083 & PHCI-MAC-084 | PHCI-MAC-083 & PHCI-MAC-084 | InOutPlug#7 | PHCI-MAC-084 |  | Apple Computer | Mac | MacMini with HDMI | APPL126 | C07NH19SDY3H |  |  | May 7 2015 6:59PM
San Jose | My Staging Area -> Test -> B-0 -> PHCI-MAC-083 & PHCI-MAC-084 | PHCI-MAC-083 & PHCI-MAC-084 | InOutPlug#1 | PHCI-MAC-083 |  | Apple Computer | Mac | MacMini with HDMI | APPL126 | C07NH1HCDY3H |  |  | May 7 2015 6:59PM
San Jose | My Staging Area -> Test -> B-0 -> PHCI-MAC-085 & PHCI-MAC-086 | PHCI-MAC-085 & PHCI-MAC-086 | InOutPlug#7 | PHCI-MAC-086 |  | Apple Computer | Mac | MacMini with HDMI | APPL126 | C07NH14LDY3H |  |  | May 7 2015 6:59PM
San Jose | My Staging Area -> Test -> B-0 -> PHCI-MAC-085 & PHCI-MAC-086 | PHCI-MAC-085 & PHCI-MAC-086 | InOutPlug#1 | PHCI-MAC-085 |  | Apple Computer | Mac | MacMini with HDMI | APPL126 | C07NH1H6DY3H |  |  | May 7 2015 6:59PM
San Jose | My Staging Area -> Test -> B-0 -> PHCI-MAC-087 & PHCI-MAC-088 | PHCI-MAC-087 & PHCI-MAC-088 | InOutPlug#7 | PHCI-MAC-088 |  | Apple Computer | Mac | MacMini with HDMI | APPL126 | C07NH19NDY3H |  |  | May 7 2015 6:59PM
San Jose | My Staging Area -> Test -> B-0 -> PHCI-MAC-087 & PHCI-MAC-088 | PHCI-MAC-087 & PHCI-MAC-088 | InOutPlug#1 | PHCI-MAC-087 |  | Apple Computer | Mac | MacMini with HDMI | APPL126 | C07NH1H1DY3H |  |  | May 7 2015 6:59PM
San Jose | My Staging Area -> Test -> D-0 | D-0 | RU#01 | blanking panel |  | APC | NetShelter | AR8101BLK-8U | APC972 |  |  |  | Apr 8 2015 1:29PM
San Jose | My Staging Area -> Test -> D-0 | D-0 | InOutPlug#2 | ATSRD0PDUB |  | Raritan Computer | Dominion PX | PX-5522 | RCI293 | QB63850015 |  |  | Apr 8 2015 1:29PM
San Jose | My Staging Area -> Test -> D-0 | D-0 | InOutPlug#1 | ATSRD0PDUA |  | Raritan Computer | Dominion PX | PX-5522 | RCI293 | QB63850043 |  |  | Apr 8 2015 1:29PM
San Jose | My Staging Area -> Test -> D-0 | D-0 | RU#45 | shelf |  | APC | NetShelter | AR8122BLK | APC980 |  |  |  | Apr 8 2015 1:29PM
San Jose | My Staging Area -> Test -> D-0 | D-0 | RU#44 | SJCRMAC04/SJCRMAC05 |  | APC | NetShelter | AR8122BLK | APC980 |  |  |  | Apr 8 2015 1:29PM
San Jose | My Staging Area -> Test -> D-0 | D-0 | RU#43 | SJCRMAC06 |  | APC | NetShelter | AR8122BLK | APC980 |  |  |  | Apr 8 2015 1:29PM
San Jose | My Staging Area -> Test -> D-0 | D-0 | RU#33 | blanking panel |  | APC | NetShelter | AR8101BLK-8U | APC972 |  |  |  | Apr 8 2015 1:29PM
San Jose | My Staging Area -> Test -> D-0 | D-0 | RU#25 | blanking panel |  | APC | NetShelter | AR8101BLK-8U | APC972 |  |  |  | Apr 8 2015 1:29PM
San Jose | My Staging Area -> Test -> D-0 | D-0 | RU#17 | blanking panel |  | APC | NetShelter | AR8101BLK-8U | APC972 |  |  |  | Apr 8 2015 1:29PM
San Jose | My Staging Area -> Test -> D-0 | D-0 | RU#09 | blanking panel |  | APC | NetShelter | AR8101BLK-8U | APC972 |  |  |  | Apr 8 2015 1:29PM
San Jose | My Staging Area -> Test -> D-0 -> shelf | shelf | InOutPlug#7 | TRON-MAC-001 |  | Apple Computer | Mac | Mac Mini | APPL095 | C07NR0MRG1J2 |  |  | Apr 8 2015 1:29PM
San Jose | My Staging Area -> Test -> D-0 -> shelf | shelf | InOutPlug#1 | TRON-MAC-002 |  | Apple Computer | Mac | Mac Mini | APPL095 | C07NR0MRG1J2 |  |  | Apr 8 2015 1:29PM
San Jose | My Staging Area -> Test -> D-0 -> SJCRMAC04/SJCRMAC05 | SJCRMAC04/SJCRMAC05 | InOutPlug#7 | SJCRMAC05 |  | Apple Computer | Mac | MacMini with HDMI | APPL126 | C07P60AMG1J2 |  |  | Apr 8 2015 1:29PM
San Jose | My Staging Area -> Test -> D-0 -> SJCRMAC04/SJCRMAC05 | SJCRMAC04/SJCRMAC05 | InOutPlug#1 | SJCRMAC04 |  | Apple Computer | Mac | MacMini with HDMI | APPL126 | C07P60AEG1J2 |  |  | Apr 8 2015 1:29PM
San Jose | My Staging Area -> Test -> D-0 -> SJCRMAC06 | SJCRMAC06 | InOutPlug#1 | SJCRMAC06 |  | Apple Computer | Mac | MacMini with HDMI | APPL126 | C07P60AJG1J2 |  |  | Apr 8 2015 1:29PM
San Jose | My Staging Area -> Test -> D-9 | D-9 | RU#01 | DRM-MAC-BUILD1 & DRM-MAC-BUILD2 |  | Generic Equipment Set | Shelf | 19 Inch 1U Shelf | GENR944 |  |  |  | Nov 5 2015 2:09PM
San Jose | My Staging Area -> Test -> D-9 | D-9 | InOutPlug#2 | ATSRD9PDUB |  | Raritan Computer | Dominion PX | PX-5522 | RCI293 | QB63850020 |  |  | Nov 2 2015 6:11PM
San Jose | My Staging Area -> Test -> D-9 | D-9 | InOutPlug#1 | ATSRD9PDUA |  | Raritan Computer | Dominion PX | PX-5522 | RCI293 | QB63850060 |  |  | Nov 2 2015 6:11PM
San Jose | My Staging Area -> Test -> D-9 | D-9 | RU#13 | DRM-WIN-BUILD4 & DRM-MAC-BUILD3 |  | Generic Equipment Set | Shelf | 19 Inch 1U Shelf | GENR944 |  |  |  | Nov 5 2015 2:10PM
San Jose | My Staging Area -> Test -> ILCOMP37 & ILCOMP38 | ILCOMP37 & ILCOMP38 | InOutPlug#3 | ILCOMP37 |  | Cooler Master | HAF Series | HAF 932 | COLR015 | 125360-1 |  |  | Apr 28 2015 3:34PM
San Jose | My Staging Area -> Test -> ILCOMP37 & ILCOMP38 | ILCOMP37 & ILCOMP38 | InOutPlug#2 | ILCOMP38 |  | Cooler Master | HAF Series | HAF 932 | COLR015 | 125360-2 |  |  | Apr 28 2015 3:34PM
San Jose | My Staging Area -> Test -> Z2.E.12 | Z2.E.12 | RU#01 | shelf |  | Generic Equipment Set | Shelf | 19 Inch 1U Shelf | GENR944 |  |  |  | Apr 8 2015 1:32PM
San Jose | My Staging Area -> Test -> Z2.E.12 | Z2.E.12 | InOutPlug#2 | ETSR2Z2E12PDUB |  | Raritan Computer | Dominion PX | PX-5522 | RCI293 |  |  |  | Apr 8 2015 1:32PM
San Jose | My Staging Area -> Test -> Z2.E.12 | Z2.E.12 | InOutPlug#1 | ETSR2Z2E12PDUA |  | Raritan Computer | Dominion PX | PX-5522 | RCI293 |  |  |  | Apr 8 2015 1:32PM
San Jose | My Staging Area -> Test -> Z2.E.12 | Z2.E.12 | RU#44 | blanking panel |  | APC | NetShelter | AR8101BLK-2U | APC970 |  |  |  | Apr 8 2015 1:32PM
San Jose | My Staging Area -> Test -> Z2.E.12 | Z2.E.12 | RU#42 | SJ1DRA300 |  | Dell Computer | PowerEdge R-Series | PowerEdge R720-3.5 Drive | DELC971 | 9Z4GY12 |  |  | Apr 8 2015 1:32PM
San Jose | My Staging Area -> Test -> Z2.E.12 | Z2.E.12 | RU#40 | SJ1DRA301 |  | Dell Computer | PowerEdge R-Series | PowerEdge R720-3.5 Drive | DELC971 | 9Z4DY12 |  |  | Apr 8 2015 1:32PM
San Jose | My Staging Area -> Test -> Z2.E.12 | Z2.E.12 | RU#38 | SJ1DRA302 |  | Dell Computer | PowerEdge R-Series | PowerEdge R720-3.5 Drive | DELC971 | 9Z4FY12 |  |  | Apr 8 2015 1:32PM
San Jose | My Staging Area -> Test -> Z2.E.12 | Z2.E.12 | RU#25 | shelf |  | Generic Equipment Set | Shelf | 19 Inch 1U Shelf | GENR944 |  |  |  | Apr 8 2015 1:32PM
San Jose | My Staging Area -> Test -> Z2.E.12 | Z2.E.12 | RU#13 | shelf |  | Generic Equipment Set | Shelf | 19 Inch 1U Shelf | GENR944 |  |  |  | Apr 8 2015 1:32PM
San Jose | My Staging Area -> Test -> Z2.E.12 -> shelf | shelf | InOutPlug#7 | BAST-MAC-QA-2 |  | Apple Computer | Mac | MacPro | APPL165 | C07KL019F4MJ |  |  | Apr 8 2015 1:32PM
San Jose | My Staging Area -> Test -> Z2.E.12 -> shelf | shelf | InOutPlug#7 | BAST-MAC-PRD-6 |  | Apple Computer | Mac | MacPro | APPL165 | C07KL016F4MJ |  |  | Apr 8 2015 1:32PM
San Jose | My Staging Area -> Test -> Z2.E.12 -> shelf | shelf | InOutPlug#7 | BAST-MAC-PRD-7 |  | Apple Computer | Mac | MacPro | APPL165 | C07KL015F4MJ |  |  | Apr 8 2015 1:32PM
San Jose | My Staging Area -> Test -> Z2.E.12 -> shelf | shelf | InOutPlug#1 | SJMPH002 |  | Apple Computer | Mac | MacPro | APPL165 | C07KD031F4 |  |  | Apr 8 2015 1:32PM
San Jose | My Staging Area -> Test -> Z2.E.12 -> shelf | shelf | InOutPlug#1 | BAST-MAC-PRD-8 |  | Apple Computer | Mac | MacPro | APPL165 | C07KL015F4MJ |  |  | Apr 8 2015 1:32PM
San Jose | My Staging Area -> Test -> Z2.E.12 -> shelf | shelf | InOutPlug#1 | BAST-MAC-PRD-5 |  | Apple Computer | Mac | MacPro | APPL165 | C07KL01AF4MJ |  |  | Apr 8 2015 1:32PM
San Jose | San Jose -> 150 Almaden -> 14th floor -> Network Cabinet | Network Cabinet | RU#01 | SNJSA150-14AS01 | NETWORK SERVICES | Cisco Systems | Catalyst 4500 | WS-C4510R+E | CISC735 | FXS2003Q1FU |  | 10.9.255.194 | May 13 2016 10:47AM
San Jose | San Jose -> 150 Almaden -> 14th floor -> Network Cabinet | Network Cabinet | RU#45 | patch panel |  | Panduit | Data-Patch | DP24584TV25 | PAND729 |  |  |  | May 16 2016 6:21PM
San Jose | San Jose -> 150 Almaden -> 14th floor -> Network Cabinet | Network Cabinet | RU#44 | patch panel |  | Panduit | Data-Patch | DP24584TV25 | PAND729 |  |  |  | May 16 2016 6:22PM
San Jose | San Jose -> 150 Almaden -> 14th floor -> Network Cabinet | Network Cabinet | RU#43 | patch panel |  | Panduit | Data-Patch | DP24584TV25 | PAND729 |  |  |  | May 16 2016 6:22PM
San Jose | San Jose -> 150 Almaden -> 14th floor -> Network Cabinet | Network Cabinet | RU#42 | patch panel |  | Panduit | Data-Patch | DP24584TV25 | PAND729 |  |  |  | May 16 2016 6:22PM
San Jose | San Jose -> 150 Almaden -> 14th floor -> Network Cabinet | Network Cabinet | RU#41 | patch panel |  | Panduit | Data-Patch | DP24584TV25 | PAND729 |  |  |  | May 16 2016 6:22PM
San Jose | San Jose -> 150 Almaden -> 14th floor -> Network Cabinet | Network Cabinet | RU#40 | patch panel |  | Panduit | Data-Patch | DP24584TV25 | PAND729 |  |  |  | May 16 2016 6:22PM
San Jose | San Jose -> 150 Almaden -> 14th floor -> Network Cabinet | Network Cabinet | RU#39 | patch panel |  | Panduit | Data-Patch | DP24584TV25 | PAND729 |  |  |  | May 16 2016 6:22PM
San Jose | San Jose -> 150 Almaden -> 14th floor -> Network Cabinet | Network Cabinet | RU#38 | patch panel |  | Panduit | Data-Patch | DP24584TV25 | PAND729 |  |  |  | May 16 2016 6:22PM
San Jose | San Jose -> 150 Almaden -> 14th floor -> Network Cabinet | Network Cabinet | RU#37 | patch panel |  | Panduit | Data-Patch | DP24584TV25 | PAND729 |  |  |  | May 16 2016 6:22PM
San Jose | San Jose -> 150 Almaden -> 14th floor -> Network Cabinet | Network Cabinet | RU#36 | patch panel |  | Panduit | Data-Patch | DP24584TV25 | PAND729 |  |  |  | May 16 2016 6:22PM
San Jose | San Jose -> 150 Almaden -> 14th floor -> Network Cabinet | Network Cabinet | RU#35 | patch panel |  | Panduit | Data-Patch | DP24584TV25 | PAND729 |  |  |  | May 16 2016 6:22PM
San Jose | San Jose -> 150 Almaden -> 14th floor -> Network Cabinet | Network Cabinet | RU#34 | patch panel |  | Panduit | Data-Patch | DP24584TV25 | PAND729 |  |  |  | May 16 2016 6:22PM
San Jose | San Jose -> 150 Almaden -> 14th floor -> Network Cabinet | Network Cabinet | RU#32 | cable manager |  | Panduit | Cable Management System | NCMH2 | PAND646 |  |  |  | May 16 2016 6:22PM
San Jose | San Jose -> 150 Almaden -> 14th floor -> Network Cabinet | Network Cabinet | RU#23 | 150ALMADEN-14-PDUA | DATA CENTER OPERATIONS | Raritan Computer | Dominion PX II | PX2-5198R | RCI978 | QYB5A50008 |  | 10.9.248.45 | May 13 2016 10:47AM
San Jose | San Jose -> 150 Almaden -> 14th floor -> Network Cabinet | Network Cabinet | RU#21 | cable manager |  | Panduit | Cable Management System | NCMH2 | PAND646 |  |  |  | May 13 2016 10:47AM
San Jose | San Jose -> 150 Almaden -> 14th floor -> Network Cabinet | Network Cabinet | RU#20 | 150ALMADEN-14-PDUB | DATA CENTER OPERATIONS | Raritan Computer | Dominion PX II | PX2-5198R | RCI978 | QYB5A50007 |  | 10.9.248.46 | May 13 2016 10:47AM
San Jose | San Jose -> 150 Almaden -> 14th floor -> Network Cabinet | Network Cabinet | RU#17 | cable manager |  | Ortronics | Cable Management Panel | OR-808044549 - 2U | ORT243 |  |  |  | May 16 2016 6:22PM
San Jose | San Jose -> 150 Almaden -> 14th floor -> Network Cabinet | Network Cabinet | RU#15 | cable manager |  | Ortronics | Cable Management Panel | OR-808044549 - 2U | ORT243 |  |  |  | May 16 2016 6:22PM
San Jose | San Jose -> 150 Almaden -> 15th floor -> Network Cabinet | Network Cabinet | RU#01 | SNJSA150-15AS01 | NETWORK SERVICES | Cisco Systems | Catalyst 4500 | WS-C4510R+E | CISC735 | FX22003Q2SG | 100214592 | 10.9.255.196 | May 13 2016 10:47AM
San Jose | San Jose -> 150 Almaden -> 15th floor -> Network Cabinet | Network Cabinet | RU#45 | patch panel |  | Panduit | Data-Patch | DP24584TV25 | PAND729 |  |  |  | May 16 2016 6:22PM
San Jose | San Jose -> 150 Almaden -> 15th floor -> Network Cabinet | Network Cabinet | RU#44 | patch panel |  | Panduit | Data-Patch | DP24584TV25 | PAND729 |  |  |  | May 16 2016 6:22PM
San Jose | San Jose -> 150 Almaden -> 15th floor -> Network Cabinet | Network Cabinet | RU#43 | patch panel |  | Panduit | Data-Patch | DP24584TV25 | PAND729 |  |  |  | May 16 2016 6:22PM
San Jose | San Jose -> 150 Almaden -> 15th floor -> Network Cabinet | Network Cabinet | RU#42 | patch panel |  | Panduit | Data-Patch | DP24584TV25 | PAND729 |  |  |  | May 16 2016 6:22PM
San Jose | San Jose -> 150 Almaden -> 15th floor -> Network Cabinet | Network Cabinet | RU#41 | patch panel |  | Panduit | Data-Patch | DP24584TV25 | PAND729 |  |  |  | May 16 2016 6:22PM
San Jose | San Jose -> 150 Almaden -> 15th floor -> Network Cabinet | Network Cabinet | RU#40 | patch panel |  | Panduit | Data-Patch | DP24584TV25 | PAND729 |  |  |  | May 16 2016 6:22PM
San Jose | San Jose -> 150 Almaden -> 15th floor -> Network Cabinet | Network Cabinet | RU#39 | patch panel |  | Panduit | Data-Patch | DP24584TV25 | PAND729 |  |  |  | May 16 2016 6:22PM
San Jose | San Jose -> 150 Almaden -> 15th floor -> Network Cabinet | Network Cabinet | RU#38 | patch panel |  | Panduit | Data-Patch | DP24584TV25 | PAND729 |  |  |  | May 16 2016 6:22PM
San Jose | San Jose -> 150 Almaden -> 15th floor -> Network Cabinet | Network Cabinet | RU#37 | patch panel |  | Panduit | Data-Patch | DP24584TV25 | PAND729 |  |  |  | May 16 2016 6:22PM
San Jose | San Jose -> 150 Almaden -> 15th floor -> Network Cabinet | Network Cabinet | RU#36 | patch panel |  | Panduit | Data-Patch | DP24584TV25 | PAND729 |  |  |  | May 16 2016 6:22PM
San Jose | San Jose -> 150 Almaden -> 15th floor -> Network Cabinet | Network Cabinet | RU#35 | patch panel |  | Panduit | Data-Patch | DP24584TV25 | PAND729 |  |  |  | May 16 2016 6:22PM
San Jose | San Jose -> 150 Almaden -> 15th floor -> Network Cabinet | Network Cabinet | RU#34 | patch panel |  | Panduit | Data-Patch | DP24584TV25 | PAND729 |  |  |  | May 16 2016 6:22PM
San Jose | San Jose -> 150 Almaden -> 15th floor -> Network Cabinet | Network Cabinet | RU#33 | CON150ALMADEN | DATA CENTER OPERATIONS | Raritan Computer | Dominion KSX II | KSX2-188 | RCI183 | AE12600012 |  | 10.9.250.48 | May 13 2016 10:47AM
San Jose | San Jose -> 150 Almaden -> 15th floor -> Network Cabinet | Network Cabinet | RU#32 | 150ALMADEN-15-PDUA | DATA CENTER OPERATIONS | Raritan Computer | Dominion PX II | PX2-5198R | RCI978 | qyb5a50016 |  | 10.9.250.45 | May 13 2016 10:47AM
San Jose | San Jose -> 150 Almaden -> 15th floor -> Network Cabinet | Network Cabinet | RU#30 | cable manager |  | Panduit | Cable Management System | NCMH2 | PAND646 |  |  |  | May 16 2016 6:22PM
San Jose | San Jose -> 150 Almaden -> 15th floor -> Network Cabinet | Network Cabinet | RU#29 | 150ALMADEN-15-PDUB | DATA CENTER OPERATIONS | Raritan Computer | Dominion PX II | PX2-5198R | RCI978 | qyb5a50015 |  | 10.9.250.46 | May 13 2016 10:47AM
San Jose | San Jose -> 150 Almaden -> 15th floor -> Network Cabinet | Network Cabinet | RU#27 | cable manager |  | Ortronics | Cable Management Panel | OR-808044549 - 2U | ORT243 |  |  |  | May 16 2016 6:22PM
San Jose | San Jose -> 150 Almaden -> 15th floor -> Network Cabinet | Network Cabinet | RU#25 | cable manager |  | Ortronics | Cable Management Panel | OR-808044549 - 2U | ORT243 |  |  |  | May 16 2016 6:22PM
San Jose | San Jose -> 150 Almaden -> 15th floor -> Network Cabinet | Network Cabinet | RU#23 | cable manager |  | Panduit | Cable Management System | NCMH2 | PAND646 |  |  |  | May 16 2016 6:22PM
San Jose | San Jose -> 150 Almaden -> 15th floor -> Network Cabinet | Network Cabinet | RU#21 | SNJSA150-CS01 | NETWORK SERVICES | Cisco Systems | Catalyst 4500-X | WS-C4500X-16SFP+ | CISC051 | JAE201203BE |  | 10.31.3.66 | May 13 2016 12:48PM
San Jose | San Jose -> 150 Almaden -> 15th floor -> Network Cabinet | Network Cabinet | RU#19 | SNJSA150-WLC02 | NETWORK SERVICES | Cisco Systems | ASA 5500 | ASA5508-K8 | CSSY903 | FCW2010B5AZ |  | 10.9.255.201 | May 13 2016 12:48PM
San Jose | San Jose -> 150 Almaden -> 15th floor -> Network Cabinet | Network Cabinet | RU#17 | SNJSA150-WLC01 | NETWORK SERVICES | Cisco Systems | ASA 5500 | ASA5508-K8 | CSSY903 | FCW1942B5N6 |  | 10.9.255.201 | May 13 2016 12:48PM
San Jose | San Jose -> 150 Almaden -> 15th floor -> Rack #2 | Rack #2 | RU#01 | SUA3000R3XLNETPKG |  | APC | Smart-UPS | SUA3000R3XLNETPKG | APCA533 | JS0903007307 |  |  | May 16 2016 6:22PM
San Jose | San Jose -> 150 Almaden -> 15th floor -> Rack #3 | Rack #3 | RU#01 | SUA3000R3XLNETPKG |  | APC | Smart-UPS | SUA3000R3XLNETPKG | APCA533 | JS0847005872 |  |  | May 16 2016 6:22PM
San Jose | San Jose -> 150 Almaden -> 15th floor -> Rack #4 | Rack #4 | RU#01 | SUA3000R3XLNETPKG |  | APC | Smart-UPS | SUA3000R3XLNETPKG | APCA533 | JS0847005860 |  |  | May 16 2016 6:22PM
San Jose | San Jose -> 150 Almaden -> 15th floor -> Rack #4 | Rack #4 | RU#39 | GCM-2U |  | Tyco | Software House | GCM-2U | TYCO568 |  |  |  | May 16 2016 6:22PM
San Jose | San Jose -> 150 Almaden -> 15th floor -> Rack #4 | Rack #4 | RU#35 | ACM-4U |  | Tyco | Software House | ACM-4U | TYCO567 |  |  |  | May 16 2016 6:22PM
San Jose | San Jose -> 150 Almaden -> 15th floor -> Rack #4 | Rack #4 | RU#31 | ACM-4U |  | Tyco | Software House | ACM-4U | TYCO567 |  |  |  | May 16 2016 6:22PM
San Jose | San Jose -> 150 Almaden -> 15th floor -> Rack #4 | Rack #4 | RU#29 | GCM-2U |  | Tyco | Software House | GCM-2U | TYCO568 |  |  |  | May 16 2016 6:22PM
San Jose | San Jose -> 150 Almaden -> 15th floor -> Rack #4 | Rack #4 | RU#27 | GCM-2U |  | Tyco | Software House | GCM-2U | TYCO568 |  |  |  | May 16 2016 6:22PM
San Jose | San Jose -> 150 Almaden -> 15th floor -> Rack #4 | Rack #4 | RU#25 | GCM-2U |  | Tyco | Software House | GCM-2U | TYCO568 |  |  |  | May 16 2016 6:22PM
San Jose | San Jose -> 150 Almaden -> 15th floor -> UPS Cabinet | UPS Cabinet | RU#01 | 150ALMADEN-UPS | DATA CENTER OPERATIONS | APC | Smart-UPS On-Line | SRT10KRMXLT | APCV165 | QS1605372860 |  | 10.9.250.47 | May 13 2016 10:47AM
San Jose | San Jose -> 150 Almaden -> 15th floor -> UPS Cabinet | UPS Cabinet | RU#45 | fiber patch panel |  | AmeriFiber | Fiber Enclosures | AFRM1221RB001M | AFBR001 |  |  |  | May 16 2016 6:22PM
San Jose | San Jose -> AT08ESR | AT08ESR |  | MGE UPS Systems: EPS 6000 300-375 kVA #1 |  | MGE UPS Systems | EPS | EPS 6000 300-375 kVA | MUPS302 |  |  |  | Sep 3 2014 3:47PM
San Jose | San Jose -> AT08ESR | AT08ESR |  | IXLOAD-PM |  | Ixia | Ixia | IXIA 400T | IXIA100 | na |  | 10.122.56.95 | Sep 3 2014 4:00PM
San Jose | San Jose -> AT08ESR | AT08ESR |  | CRAC |  | Liebert | Deluxe System 3 | DH199A-AAEI | LIEB822 |  |  |  | Sep 3 2014 4:22PM
San Jose | San Jose -> AT08ESR -> A1 | A1 | RU#09 | blanking panel |  | APC | NetShelter | AR8101BLK-2U | APC970 |  |  |  | Sep 3 2014 3:47PM
San Jose | San Jose -> AT08ESR -> A1 | A1 | RU#01 | blanking panel |  | APC | NetShelter | AR8101BLK-8U | APC972 |  |  |  | Sep 3 2014 3:47PM
San Jose | San Jose -> AT08ESR -> A1 | A1 | RU#42 | ACRO-WORKER-25 |  | Hewlett-Packard | ProLiant | DL320 G6 | HEPD979 | MX295000UN | 3105235 | 10.122.51.180, ilo=10.122.48.96 (&quot;acroworker25ilo&quot;) | Sep 3 2014 3:49PM
San Jose | San Jose -> AT08ESR -> A1 | A1 | RU#41 | ACRO-WORKER-26 |  | Hewlett-Packard | ProLiant | DL320 G6 | HEPD979 | MX201600U3 | 3105236 | 10.122.48.242, ilo=10.122.48.248 (&quot;acroworker26ilo&quot;) | Sep 3 2014 3:48PM
San Jose | San Jose -> AT08ESR -> A1 | A1 | RU#38 | blanking panel |  | APC | NetShelter | AR8101BLK-3U | APCC280 |  |  |  | Mar 4 2016 11:15AM
San Jose | San Jose -> AT08ESR -> A1 | A1 | RU#37 | blanking panel |  | APC | NetShelter | AR8101BLK-1U | APC969 |  |  |  | Sep 3 2014 3:48PM
San Jose | San Jose -> AT08ESR -> A1 | A1 | RU#36 | FRBUILD-MAC12 |  | Apple Computer | Xserve | Xserve Quad Xeon | APPL167 | H00364E96HS | 3106203 | 10.122.51.104, lom=10.122.51.122 | Sep 3 2014 3:48PM
San Jose | San Jose -> AT08ESR -> A1 | A1 | RU#35 | MBSAIR10 |  | Apple Computer | Xserve | Xserve Quad Xeon | APPL167 | H00364E86HS | 3106204 | 10.122.51.119, lom=10.122.51.123 | Sep 3 2014 3:48PM
San Jose | San Jose -> AT08ESR -> A1 | A1 | RU#34 | FOOZMQUAD26 |  | Apple Computer | Xserve | Xserve | APPL078 | YM1110B86HS | 3109734 | 10.122.51.159, lom=10.122.51.160 | Sep 3 2014 3:48PM
San Jose | San Jose -> AT08ESR -> A1 | A1 | RU#33 | FOOZMQUAD27 |  | Apple Computer | Xserve | Xserve | APPL078 | YM1110BR6HS |  |  | Sep 8 2014 2:56PM
San Jose | San Jose -> AT08ESR -> A1 | A1 | RU#32 | blanking panel |  | APC | NetShelter | AR8101BLK-1U | APC969 |  |  |  | Sep 8 2014 2:56PM
San Jose | San Jose -> AT08ESR -> A1 | A1 | RU#28 | blanking panel |  | APC | NetShelter | AR8101BLK-4U | APC971 |  |  |  | Sep 3 2014 3:48PM
San Jose | San Jose -> AT08ESR -> A1 | A1 | RU#27 | blanking panel |  | APC | NetShelter | AR8101BLK-1U | APC969 |  |  |  | Sep 3 2014 3:48PM
San Jose | San Jose -> AT08ESR -> A1 | A1 | RU#23 | blanking panel |  | APC | NetShelter | AR8101BLK-4U | APC971 |  |  |  | Sep 3 2014 3:48PM
San Jose | San Jose -> AT08ESR -> A1 | A1 | RU#22 | blanking panel |  | APC | NetShelter | AR8101BLK-1U | APC969 |  |  |  | Sep 5 2014 12:25PM
San Jose | San Jose -> AT08ESR -> A1 | A1 | RU#21 | blanking panel |  | APC | NetShelter | AR8101BLK-1U | APC969 |  |  |  | Sep 3 2014 3:47PM
San Jose | San Jose -> AT08ESR -> A1 | A1 | RU#20 | blanking panel |  | APC | NetShelter | AR8101BLK-1U | APC969 |  |  |  | Sep 5 2014 12:25PM
San Jose | San Jose -> AT08ESR -> A1 | A1 | RU#19 | FOOZMQUAD28 |  | Apple Computer | Xserve | Xserve Quad Xeon | APPL167 | YM1110BQ6HS | 3109097 | 10.122.51.163, lom=10.122.51.164 | Sep 3 2014 3:47PM
San Jose | San Jose -> AT08ESR -> A1 | A1 | RU#18 | FOOZMQUAD29 |  | Apple Computer | Xserve | Xserve Quad Xeon | APPL167 | YM1110BS6HS | 3109098 | 10.122.51.165, lom=10.122.51.166 | Sep 3 2014 3:47PM
San Jose | San Jose -> AT08ESR -> A1 | A1 | RU#16 | WIN-AGENT202 | LAB SERVICES | Hewlett-Packard | ProLiant | DL380 G7-SFF | HEPK280 | USE105N5GZ | 309728 | 10.122.51.187 win-agent202,10.122.51.188 win-agent202-ilo | Sep 3 2014 3:47PM
San Jose | San Jose -> AT08ESR -> A1 | A1 | RU#14 | WIN-AGENT203 | LAB SERVICES | Hewlett-Packard | ProLiant | DL380 G7-SFF | HEPK280 | USE118N8RN | 3110313 | 10.122.51.189 win-agent203,10.122.51.190 win-agent203-ilo | Sep 3 2014 3:47PM
San Jose | San Jose -> AT08ESR -> A1 | A1 | RU#12 | WIN-AGENT204 | LAB SERVICES | Hewlett-Packard | ProLiant | DL380 G7-SFF | HEPK280 | USE118N95N | 3110314 | 10.122.51.191 win-agent204,10.122.51.192 win-agent204-ilo | Sep 3 2014 3:47PM
San Jose | San Jose -> AT08ESR -> A1 | A1 | RU#11 | blanking panel |  | APC | NetShelter | AR8101BLK-1U | APC969 |  |  |  | Sep 3 2014 3:47PM
San Jose | San Jose -> AT08ESR -> A2 | A2 | RU#09 | ACROFEATHOST2 |  | Hewlett-Packard | ProLiant | DL380 G7-LFF | HEPK281 | USE113N3XQ | 3109974 | 10.122.51.181, ilo=10.122.51.182 | Sep 3 2014 3:49PM
San Jose | San Jose -> AT08ESR -> A2 | A2 | RU#05 | ACRO-WIN-011 |  | Hewlett-Packard | ProLiant | DL380 G7-SFF | HEPK280 | 2M212301YJ | 3111718 | 10.122.51.202, ilo=10.122.51.203 | Sep 3 2014 3:49PM
San Jose | San Jose -> AT08ESR -> A2 | A2 | RU#40 | KVM-EDCAT08-3 | DATA CENTER OPERATIONS | Raritan Computer | Dominion KX | KX464 Rackmount | RCI145 |  |  |  | Sep 3 2014 3:52PM
San Jose | San Jose -> AT08ESR -> A2 | A2 | RU#39 | FOOZMOCTA1 |  | Apple Computer | Xserve | Xserve Quad Xeon | APPL167 | H010MP6HS | 3109087 | 10.122.48.123, ilo=10.122.48.141 | Sep 3 2014 3:52PM
San Jose | San Jose -> AT08ESR -> A2 | A2 | RU#36 | WIN-AGENT154 | LAB SERVICES | Hewlett-Packard | ProLiant | DL380 G6 - SFF | HEPD897 | USE048N8BV | 3108852 | 10.122.48.186, 10.122.48.187 | Sep 3 2014 3:52PM
San Jose | San Jose -> AT08ESR -> A2 | A2 | RU#34 | WIN-AGENT155 | LAB SERVICES | Hewlett-Packard | ProLiant | DL380 G6 - SFF | HEPD897 | USE048N8BX | 3108853 | 10.122.48.188, 10.122.48.190 | Sep 3 2014 3:52PM
San Jose | San Jose -> AT08ESR -> A2 | A2 | RU#32 | WIN-AGENT211 |  | Hewlett-Packard | ProLiant | DL380 G7-LFF | HEPK281 | USE232BA57 | 3117312 | 10.122.51.19, ilo-10.122.51.20 | Sep 3 2014 3:52PM
San Jose | San Jose -> AT08ESR -> A2 | A2 | RU#30 | ACRO-WIN-051 |  | Hewlett-Packard | ProLiant | DL380 G7-SFF | HEPK280 | 2M223900FA | 3119423 | 10.122.49.7, ilo=10.122.49.13 | Sep 3 2014 3:51PM
San Jose | San Jose -> AT08ESR -> A2 | A2 | RU#28 | ACRO-WIN-052 |  | Hewlett-Packard | ProLiant | DL380 G7-SFF | HEPK280 | 2M223301FB | 3119424 | 10.122.49.8, ilo=10.122.49.62 | Sep 3 2014 3:51PM
San Jose | San Jose -> AT08ESR -> A2 | A2 | RU#22 | FOOZMQUAD31 |  | Apple Computer | Xserve | Xserve Quad Xeon | APPL167 | YM1110BF6HS | 3109101 | 10.122.51.169, lom=10.122.51.170 | Sep 3 2014 3:50PM
San Jose | San Jose -> AT08ESR -> A2 | A2 | RU#19 | FOOZMQUAD32 |  | Apple Computer | Xserve | Xserve | APPL078 | YM1110B56HS | 3109734 | 10.122.51.171, lom=10.122.51.172 | Sep 3 2014 3:50PM
San Jose | San Jose -> AT08ESR -> A2 | A2 | RU#17 | ACRO-WIN-053 |  | Hewlett-Packard | ProLiant | DL380 G7-SFF | HEPK280 | 2M224601M1 | 3119421 | 10.122.49.9, ilo=10.122.49.63 | Sep 3 2014 3:50PM
San Jose | San Jose -> AT08ESR -> A2 | A2 | RU#15 | ACRO-WIN-054 |  | Hewlett-Packard | ProLiant | DL380 G7-SFF | HEPK280 | 2M224400U1 | 3119422 | 10.122.49.10, ilo=10.122.49.78 | Sep 3 2014 3:50PM
San Jose | San Jose -> AT08ESR -> A2 | A2 | RU#14 | S8.DEV2 |  | Hewlett-Packard | ProLiant | DL160 G5 | HEPD380 | USE936N811 |  | 10.122.54.166, ilo=10.122.54.167 | Sep 3 2014 3:50PM
San Jose | San Jose -> AT08ESR -> A2 | A2 | RU#13 | BUILD62 |  | Hewlett-Packard | ProLiant | DL160 G5 | HEPD380 | USE831N29Z |  | 10.122.54.168, ilo=10.122.54.169 | Sep 3 2014 3:49PM
San Jose | San Jose -> AT08ESR -> A2 | A2 | RU#11 | ACROFEATHOST1 |  | Hewlett-Packard | ProLiant | DL380 G7-LFF | HEPK281 | USE113N3XR | 3109973 | 10.122.51.179, ilo=10.122.51.180 | Sep 3 2014 3:49PM
San Jose | San Jose -> AT08ESR -> A3 | A3 | RU#08 | FPBLD34-PC |  | Hewlett-Packard | ProLiant | DL380 G7-LFF | HEPK281 | USE131N571 | 3111825 | 10.122.51.195 | Sep 3 2014 3:53PM
San Jose | San Jose -> AT08ESR -> A3 | A3 | RU#02 | FPBLD35-PC |  | Hewlett-Packard | ProLiant | DL380 G7-LFF | HEPK281 | USE131N56X | 3111822 | 10.122.51.196 | Sep 3 2014 3:52PM
San Jose | San Jose -> AT08ESR -> A3 | A3 | RU#41 | ACRO-WIN-013 |  | Hewlett-Packard | ProLiant | DL380 G7-SFF | HEPK280 | 2M212301YX | 3111716 | 10.122.51.206, ilo=10.122.51.207 | Sep 3 2014 3:56PM
San Jose | San Jose -> AT08ESR -> A3 | A3 | RU#39 | ACRO-WIN-012 |  | Hewlett-Packard | ProLiant | DL380 G7-SFF | HEPK280 | 2M212301YK | 3111715 | 10.122.51.204, ilo=10.122.51.205 | Sep 3 2014 3:55PM
San Jose | San Jose -> AT08ESR -> A3 | A3 | RU#31 | DVA-CCWIN-1 |  | Hewlett-Packard | ProLiant | DL380p G8 - SFF | HEPC893 | 2M231400BN | 3122413 | 10.122.54.170, ilo=10.122.54.175 | Sep 3 2014 3:54PM
San Jose | San Jose -> AT08ESR -> A3 | A3 | RU#27 | DVA-CCWIN-2 |  | Hewlett-Packard | ProLiant | DL380p G8 - SFF | HEPC893 | 2M231400BM | 3122414 | 10.122.54.171, ilo=10.122.54.176 | Sep 3 2014 3:54PM
San Jose | San Jose -> AT08ESR -> A3 | A3 | RU#19 | DVA-CCWIN-3 |  | Hewlett-Packard | ProLiant | DL380p G8 - SFF | HEPC893 | 2M231400BL | 3122417 | 10.122.54.172, ilo=10.122.54.177 | Sep 3 2014 3:54PM
San Jose | San Jose -> AT08ESR -> A3 | A3 | RU#14 | WIN-AGENT205 | LAB SERVICES | Hewlett-Packard | ProLiant | DL380 G7-SFF | HEPK280 | USE118N8RL | 3110312 | 10.122.51.193 win-agent205,10.122.51.194 win-agent205-ilo | Sep 3 2014 3:53PM
San Jose | San Jose -> AT08ESR -> A3 | A3 | RU#11 | ACRO-WIN-014 |  | Hewlett-Packard | ProLiant | DL380 G7-SFF | HEPK280 | 2M212301YT | 3111717 | 10.122.51.208, ilo=10.122.51.209 | Sep 3 2014 3:53PM
San Jose | San Jose -> AT08ESR -> A4 | A4 | RU#08 | FMS1F005 |  | Hewlett-Packard | ProLiant | DL 360 G5 | HEPA599 | 2UX81005ET |  | 10.122.56.138 | Sep 3 2014 3:57PM
San Jose | San Jose -> AT08ESR -> A4 | A4 | RU#07 | blanking panel |  | APC | NetShelter | AR8101BLK-1U | APC969 |  |  |  | Apr 20 2016 3:21PM
San Jose | San Jose -> AT08ESR -> A4 | A4 | RU#06 | FMS1F007 |  | Hewlett-Packard | ProLiant | DL 360 G5 | HEPA599 | 2UX81005EB |  | 10.122.56.140 | Sep 3 2014 3:57PM
San Jose | San Jose -> AT08ESR -> A4 | A4 | RU#05 | FMS1F008 |  | Hewlett-Packard | ProLiant | DL 360 G5 | HEPA599 | 2UX81005F0 |  | 10.122.56.141 | Sep 3 2014 3:56PM
San Jose | San Jose -> AT08ESR -> A4 | A4 | RU#03 | blanking panel |  | APC | NetShelter | AR8101BLK-2U | APC970 |  |  |  | Apr 20 2016 3:21PM
San Jose | San Jose -> AT08ESR -> A4 | A4 | RU#01 | blanking panel |  | APC | NetShelter | AR8101BLK-2U | APC970 |  |  |  | Sep 3 2014 3:56PM
San Jose | San Jose -> AT08ESR -> A4 | A4 | RU#42 | blanking panel |  | APC | NetShelter | AR8101BLK-1U | APC969 |  |  |  | Sep 5 2014 12:57PM
San Jose | San Jose -> AT08ESR -> A4 | A4 | RU#40 | KVM-EDCAT08-4 | DATA CENTER OPERATIONS | Raritan Computer | Dominion KX | KX464 Rackmount | RCI145 |  |  |  | Sep 3 2014 3:59PM
San Jose | San Jose -> AT08ESR -> A4 | A4 | RU#39 | blanking panel |  | APC | NetShelter | AR8101BLK-1U | APC969 |  |  |  | Sep 5 2014 12:57PM
San Jose | San Jose -> AT08ESR -> A4 | A4 | RU#37 | blanking panel |  | APC | NetShelter | AR8101BLK-2U | APC970 |  |  |  | Apr 20 2016 3:21PM
San Jose | San Jose -> AT08ESR -> A4 | A4 | RU#33 | blanking panel |  | APC | NetShelter | AR8101BLK-4U | APC971 |  |  |  | Sep 3 2014 3:59PM
San Jose | San Jose -> AT08ESR -> A4 | A4 | RU#30 | blanking panel |  | APC | NetShelter | AR8101BLK-3U | APCC280 |  |  |  | Apr 20 2016 3:21PM
San Jose | San Jose -> AT08ESR -> A4 | A4 | RU#26 | blanking panel |  | APC | NetShelter | AR8101BLK-4U | APC971 |  |  |  | Apr 20 2016 3:21PM
San Jose | San Jose -> AT08ESR -> A4 | A4 | RU#25 | FMS1F043 |  | Hewlett-Packard | ProLiant | DL160 G5 | HEPD380 | 2UX83101KM | 6012911 | 10.122.57.156, ilo=10.122.58.43 | Sep 3 2014 3:58PM
San Jose | San Jose -> AT08ESR -> A4 | A4 | RU#24 | blanking panel |  | APC | NetShelter | AR8101BLK-1U | APC969 |  |  |  | Apr 20 2016 3:21PM
San Jose | San Jose -> AT08ESR -> A4 | A4 | RU#23 | blanking panel |  | APC | NetShelter | AR8101BLK-1U | APC969 |  |  |  | Sep 5 2014 12:57PM
San Jose | San Jose -> AT08ESR -> A4 | A4 | RU#22 | blanking panel |  | APC | NetShelter | AR8101BLK-1U | APC969 |  |  |  | Jun 2 2016 4:45PM
San Jose | San Jose -> AT08ESR -> A4 | A4 | RU#19 | blanking panel |  | APC | NetShelter | AR8101BLK-3U | APCC280 |  |  |  | Apr 20 2016 3:21PM
San Jose | San Jose -> AT08ESR -> A4 | A4 | RU#18 | FMS1F049 |  | Hewlett-Packard | ProLiant | DL160 G5 | HEPD380 | 2UX820027C | 6012928 | 10.122.57.162 | Sep 3 2014 3:58PM
San Jose | San Jose -> AT08ESR -> A4 | A4 | RU#15 | blanking panel |  | APC | NetShelter | AR8101BLK-3U | APCC280 |  |  |  | Apr 20 2016 3:21PM
San Jose | San Jose -> AT08ESR -> A4 | A4 | RU#11 | blanking panel |  | APC | NetShelter | AR8101BLK-4U | APC971 |  |  |  | Apr 20 2016 3:21PM
San Jose | San Jose -> AT08ESR -> A4 | A4 | RU#10 | FMS1F003 |  | Hewlett-Packard | ProLiant | DL 360 G5 | HEPA599 | 2UX81005G8 |  | 10.122.56.136 | Sep 3 2014 3:57PM
San Jose | San Jose -> AT08ESR -> A4 | A4 | RU#09 | blanking panel |  | APC | NetShelter | AR8101BLK-1U | APC969 |  |  |  | Apr 20 2016 3:21PM
San Jose | San Jose -> AT08ESR -> A5 | A5 | RU#08 | FMS1F024 |  | Hewlett-Packard | ProLiant | DL 360 G5 | HEPA599 | 2UX81005EU |  | 10.122.56.157 | Sep 3 2014 4:00PM
San Jose | San Jose -> AT08ESR -> A5 | A5 | RU#05 | blanking panel |  | APC | NetShelter | AR8101BLK-3U | APCC280 |  |  |  | Apr 20 2016 3:27PM
San Jose | San Jose -> AT08ESR -> A5 | A5 | RU#03 | FPBLD39-PC |  | Hewlett-Packard | ProLiant | DL380 G7-LFF | HEPK281 | USE131N572 | 3111820 | 10.122.51.200 | Sep 3 2014 4:00PM
San Jose | San Jose -> AT08ESR -> A5 | A5 | RU#01 | blanking panel |  | APC | NetShelter | AR8101BLK-2U | APC970 |  |  |  | Sep 3 2014 4:00PM
San Jose | San Jose -> AT08ESR -> A5 | A5 | RU#42 | blanking panel |  | APC | NetShelter | AR8101BLK-1U | APC969 |  |  |  | Sep 3 2014 4:03PM
San Jose | San Jose -> AT08ESR -> A5 | A5 | RU#41 | blanking panel |  | APC | NetShelter | AR8101BLK-1U | APC969 |  |  |  | Sep 5 2014 3:07PM
San Jose | San Jose -> AT08ESR -> A5 | A5 | RU#40 | blanking panel |  | APC | NetShelter | AR8101BLK-1U | APC969 |  |  |  | Sep 3 2014 4:03PM
San Jose | San Jose -> AT08ESR -> A5 | A5 | RU#39 | blanking panel |  | APC | NetShelter | AR8101BLK-1U | APC969 |  |  |  | Apr 20 2016 3:26PM
San Jose | San Jose -> AT08ESR -> A5 | A5 | RU#38 | FMS1A028 |  | Hewlett-Packard | ProLiant | DL140 G2 | HEPA362 | MX2630002G |  | 10.59.73.169 | Sep 3 2014 4:02PM
San Jose | San Jose -> AT08ESR -> A5 | A5 | RU#37 | blanking panel |  | APC | NetShelter | AR8101BLK-1U | APC969 |  |  |  | Sep 3 2014 4:02PM
San Jose | San Jose -> AT08ESR -> A5 | A5 | RU#35 | blanking panel |  | APC | NetShelter | AR8101BLK-2U | APC970 |  |  |  | Sep 3 2014 4:02PM
San Jose | San Jose -> AT08ESR -> A5 | A5 | RU#33 | FPBLD36-PC |  | Hewlett-Packard | ProLiant | DL380 G7-LFF | HEPK281 | USE131N573 | 3111821 | 10.122.51.197 | Sep 3 2014 4:02PM
San Jose | San Jose -> AT08ESR -> A5 | A5 | RU#31 | FPBLD37-PC |  | Hewlett-Packard | ProLiant | DL380 G7-LFF | HEPK281 | USE131N570 | 3111824 | 10.122.51.198 | Sep 3 2014 4:02PM
San Jose | San Jose -> AT08ESR -> A5 | A5 | RU#30 | blanking panel |  | APC | NetShelter | AR8101BLK-1U | APC969 |  |  |  | Apr 20 2016 3:26PM
San Jose | San Jose -> AT08ESR -> A5 | A5 | RU#28 | FPBLD38-PC |  | Hewlett-Packard | ProLiant | DL380 G7-LFF | HEPK281 | USE131N56Z | 3111823 | 10.122.51.199 | Sep 3 2014 4:02PM
San Jose | San Jose -> AT08ESR -> A5 | A5 | RU#27 | ENC6000 |  | Cisco Systems | Cisco AS5300 | AS5350XM | CICO371 | C5135110230 |  | 10.122.50.53, input1=10.122.50.57, output1=10.122.50.58, input2=10.122.50.59, output2=10.122.50.60 | Sep 3 2014 4:02PM
San Jose | San Jose -> AT08ESR -> A5 | A5 | RU#24 | blanking panel |  | APC | NetShelter | AR8101BLK-3U | APCC280 |  |  |  | Sep 5 2014 3:07PM
San Jose | San Jose -> AT08ESR -> A5 | A5 | RU#23 | shelf |  | Generic Equipment Set | Shelf | 19 Inch 1U Shelf | GENR944 |  |  |  | Sep 3 2014 4:02PM
San Jose | San Jose -> AT08ESR -> A5 | A5 | RU#21 | SHUNDRA |  | Shunra Software | Shunra | Shunra VE | SNRA006 |  |  | 10.122.56.159,10.122.56.160 | Sep 3 2014 4:01PM
San Jose | San Jose -> AT08ESR -> A5 | A5 | RU#20 | blanking panel |  | APC | NetShelter | AR8101BLK-1U | APC969 |  |  |  | Sep 5 2014 3:07PM
San Jose | San Jose -> AT08ESR -> A5 | A5 | RU#19 | blanking panel |  | APC | NetShelter | AR8101BLK-1U | APC969 |  |  |  | Apr 20 2016 3:26PM
San Jose | San Jose -> AT08ESR -> A5 | A5 | RU#18 | blanking panel |  | APC | NetShelter | AR8101BLK-1U | APC969 |  |  |  | Jun 2 2016 4:45PM
San Jose | San Jose -> AT08ESR -> A5 | A5 | RU#17 | blanking panel |  | APC | NetShelter | AR8101BLK-1U | APC969 |  |  |  | Apr 20 2016 3:26PM
San Jose | San Jose -> AT08ESR -> A5 | A5 | RU#16 | FMS1F016 |  | Hewlett-Packard | ProLiant | DL 360 G5 | HEPA599 | 2UX81103H5 |  | 10.122.56.149 | Sep 3 2014 4:01PM
San Jose | San Jose -> AT08ESR -> A5 | A5 | RU#15 | blanking panel |  | APC | NetShelter | AR8101BLK-1U | APC969 |  |  |  | Apr 20 2016 3:26PM
San Jose | San Jose -> AT08ESR -> A5 | A5 | RU#14 | FMS1F018 |  | Hewlett-Packard | ProLiant | DL 360 G5 | HEPA599 | 2UX81103GZ |  | 10.122.56.151 | Sep 3 2014 4:01PM
San Jose | San Jose -> AT08ESR -> A5 | A5 | RU#13 | blanking panel |  | APC | NetShelter | AR8101BLK-1U | APC969 |  |  |  | Apr 20 2016 3:26PM
San Jose | San Jose -> AT08ESR -> A5 | A5 | RU#12 | blanking panel |  | APC | NetShelter | AR8101BLK-1U | APC969 |  |  |  | Jun 2 2016 4:45PM
San Jose | San Jose -> AT08ESR -> A5 | A5 | RU#09 | blanking panel |  | APC | NetShelter | AR8101BLK-3U | APCC280 |  |  |  | Apr 20 2016 3:26PM
San Jose | San Jose -> AT08ESR -> B1 | B1 | RU#41 | ACRO-WORKER-23 |  | Hewlett-Packard | ProLiant | DL320 G5p | HEPD383 | MX2834021Y | 600179 | 10.122.51.60, 10.122.51.64 | Sep 3 2014 4:05PM
San Jose | San Jose -> AT08ESR -> B1 | B1 | RU#40 | ACRO-WORKER-24 |  | Hewlett-Packard | ProLiant | DL320 G5p | HEPD383 | MX284300GX | 3097855 | 10.122.51.61, 10.122.51.66 | Sep 3 2014 4:05PM
San Jose | San Jose -> AT08ESR -> B1 | B1 | RU#36 | WIN-AGENT188 |  | Hewlett-Packard | ProLiant | DL380 G6 - SFF | HEPD897 | USE007N22F | 3103950 | 10.122.48.161, 10.122.48.193 | Sep 3 2014 4:04PM
San Jose | San Jose -> AT08ESR -> B1 | B1 | RU#35 | WIN-AGENT39 |  | Hewlett-Packard | ProLiant | DL320 G3 | HEPA254 | USE520A4WL |  | 10.122.48.128 | Sep 3 2014 4:04PM
San Jose | San Jose -> AT08ESR -> B1 | B1 | RU#33 | BIN | SERVER SERVICES | Hewlett-Packard | ProLiant | DL380 G6 - SFF | HEPD897 | 2UX9510LST | 203001651 | 10.122.48.51, ilo=10.122.48.54 | Sep 3 2014 4:04PM
San Jose | San Jose -> AT08ESR -> B1 | B1 | RU#32 | ACRO1-XENAPP6 |  | Hewlett-Packard | ProLiant | DL320 G6 | HEPD979 | MX2134005S |  | 10.122.48.166, Ilo=10.122.48.178 | Sep 3 2014 4:04PM
San Jose | San Jose -> AT08ESR -> B1 | B1 | RU#20 | WIN-AGENT77 |  | Hewlett-Packard | ProLiant | DL320 G3 | HEPA254 | USE612N96T |  | 10.122.48.175 | Sep 3 2014 4:04PM
San Jose | San Jose -> AT08ESR -> B1 | B1 | RU#18 | FRBUILD-MAC17 |  | Apple Computer | Xserve | Xserve | APPL078 | H00301SH6HS | 3105234 | 10.122.51.99, 10.122.51.113, ilo=10.122.51.96 | Sep 3 2014 4:03PM
San Jose | San Jose -> AT08ESR -> B1 | B1 | RU#16 | FRBUILD-MAC9 |  | Apple Computer | Xserve | Xserve | APPL078 | H00202RF6HS | 3105232 | 10.122.51.101, 10.122.51.115 | Sep 3 2014 4:03PM
San Jose | San Jose -> AT08ESR -> B1 | B1 | RU#15 | FRBUILD-MAC10 |  | Apple Computer | Xserve | Xserve Quad Xeon | APPL167 | H00364E66HS | 3106201 | 10.122.51.102, lom=10.122.51.120 | Sep 3 2014 4:03PM
San Jose | San Jose -> AT08ESR -> B1 | B1 | RU#14 | FRBUILD-MAC11 |  | Apple Computer | Xserve | Xserve Quad Xeon | APPL167 | H00364E76HS | 3106202 | 10.122.51.103, lom=10.122.51.121 | Sep 3 2014 4:03PM
San Jose | San Jose -> AT08ESR -> B2 | B2 | RU#07 | ACRO-WIN-999 |  | Dell Computer | PowerEdge | PowerEdge 2950 (SAS)-Close View | DELL775 | CYRPMB1 |  | 10.122.51.40, 10.122.48.34 | Sep 3 2014 4:05PM
San Jose | San Jose -> AT08ESR -> B2 | B2 | RU#42 | SJA08EDCILOSB |  | Cisco Systems | Catalyst 2960 | 2960S-48FPD-L | CSCY014 |  |  |  | Jan 23 2015 12:42PM
San Jose | San Jose -> AT08ESR -> B2 | B2 | RU#41 | MAC-AGENT127 |  | Apple Computer | Xserve | Xserve | APPL078 | H00061WN6HS | 3103948 | 10.122.48.110, 10.122.48.114 | Sep 3 2014 4:07PM
San Jose | San Jose -> AT08ESR -> B2 | B2 | RU#40 | MAC-AGENT128 |  | Apple Computer | Xserve | Xserve | APPL078 | H00061WM6HS | 3103947 | 10.122.48.115, 10.122.48.129 | Sep 3 2014 4:07PM
San Jose | San Jose -> AT08ESR -> B2 | B2 | RU#38 | WIN-AGENT187 |  | Hewlett-Packard | ProLiant | DL380 G6 - SFF | HEPD897 | USE007N22D |  | 10.122.48.156, 10.122.48.160 | Sep 3 2014 4:07PM
San Jose | San Jose -> AT08ESR -> B2 | B2 | RU#34 | (shelf) S7BUILDER-MAC1/S7BUILDER-MAC2 |  | Generic Equipment Set | Shelf | 19 Inch 1U Shelf | GENR944 |  |  |  | Sep 5 2014 12:17PM
San Jose | San Jose -> AT08ESR -> B2 | B2 | RU#16 | AIRBENDER |  | Hewlett-Packard | ProLiant | DL380 G5 | HEPA633 | 2UX81805MH |  | 10.122.51.26 | Sep 3 2014 4:06PM
San Jose | San Jose -> AT08ESR -> B2 | B2 | RU#13 | ACROPEHOST1 |  | Dell Computer | PowerEdge | PowerEdge 2950 (SAS)-Close View | DELL775 | 7YRPMB1 |  | 10.122.48.27 | Sep 3 2014 4:06PM
San Jose | San Jose -> AT08ESR -> B2 | B2 | RU#11 | ACROPEHOST2 |  | Dell Computer | PowerEdge | PowerEdge 2950 (SAS)-Close View | DELL775 | BYRPMB1 |  | 10.122.51.42 | Sep 3 2014 4:05PM
San Jose | San Jose -> AT08ESR -> B2 | B2 | RU#09 | ACRO-WIN-998 |  | Dell Computer | PowerEdge | PowerEdge 2950 (SAS)-Close View | DELL775 | 9YRPMB1 |  | 10.122.51.39, 10.122.48.33 | Sep 3 2014 4:05PM
San Jose | San Jose -> AT08ESR -> B2 -> (shelf) S7BUILDER-MAC1/S7BUILDER-MAC2 | (shelf) S7BUILDER-MAC1/S7BUILDER-MAC2 | InOutPlug#7 | S7BUILDER-MAC2 |  | Apple Computer | Mac | MacMini with HDMI | APPL126 | C07LW1K2DY3H | 6043445 | 10.122.54.182 | Sep 3 2014 4:05PM
San Jose | San Jose -> AT08ESR -> B2 -> (shelf) S7BUILDER-MAC1/S7BUILDER-MAC2 | (shelf) S7BUILDER-MAC1/S7BUILDER-MAC2 | InOutPlug#1 | S7BUILDER-MAC1 |  | Apple Computer | Mac | MacMini with HDMI | APPL126 | C07LN1UZDY3H | 6043429 | 10.122.54.20 | Sep 3 2014 4:05PM
San Jose | San Jose -> AT08ESR -> B3 | B3 | RU#08 | FMS1K003 |  | Hewlett-Packard | ProLiant | DL160se G6 - SFF | HEPK056 | MXQ93800NW |  |  | Sep 3 2014 4:08PM
San Jose | San Jose -> AT08ESR -> B3 | B3 | RU#07 | FMS1K004 |  | Hewlett-Packard | ProLiant | DL160se G6 - SFF | HEPK056 | MXQ936065K |  |  | Sep 3 2014 4:08PM
San Jose | San Jose -> AT08ESR -> B3 | B3 | RU#05 | blanking panel |  | APC | NetShelter | AR8101BLK-2U | APC970 |  |  |  | Sep 3 2014 4:08PM
San Jose | San Jose -> AT08ESR -> B3 | B3 | RU#04 | blanking panel |  | APC | NetShelter | AR8101BLK-1U | APC969 |  |  |  | Sep 3 2014 4:08PM
San Jose | San Jose -> AT08ESR -> B3 | B3 | RU#03 | blanking panel |  | APC | NetShelter | AR8101BLK-1U | APC969 |  |  |  | Sep 5 2014 4:00PM
San Jose | San Jose -> AT08ESR -> B3 | B3 | RU#01 | SJA08EDCSC (10 GIG SWITCH) |  | Cisco Systems | Catalyst 4000 | WS-C4912G | CSCA102 | JAE15310KJ1 |  |  | Sep 5 2014 4:00PM
San Jose | San Jose -> AT08ESR -> B3 | B3 | RU#41 | AT08ESR-EVMON | DATA CENTER OPERATIONS | Belkin Components | OmniView | F1D108-OSD | BELK012 |  |  | 10.122.48.37 | Sep 3 2014 4:08PM
San Jose | San Jose -> AT08ESR -> B3 | B3 | RU#40 | FMSIMAGES |  | Hewlett-Packard | ProLiant | DL160 G5 | HEPD380 | 2UX815091U |  |  | Sep 3 2014 4:11PM
San Jose | San Jose -> AT08ESR -> B3 | B3 | RU#39 | SERENITY |  | Hewlett-Packard | ProLiant | DL160 G5 | HEPD380 | 2UX815091S |  |  | Sep 3 2014 4:11PM
San Jose | San Jose -> AT08ESR -> B3 | B3 | RU#38 | FMSFILES |  | Hewlett-Packard | ProLiant | DL160 G5 | HEPD380 | 2UX83101L6 |  |  | Sep 3 2014 4:10PM
San Jose | San Jose -> AT08ESR -> B3 | B3 | RU#37 | FMSMEDIA |  | Hewlett-Packard | ProLiant | DL160 G5 | HEPD380 | 2UX81909VD |  |  | Sep 3 2014 4:10PM
San Jose | San Jose -> AT08ESR -> B3 | B3 | RU#35 | blanking panel |  | APC | NetShelter | AR8101BLK-2U | APC970 |  |  |  | Apr 20 2016 3:21PM
San Jose | San Jose -> AT08ESR -> B3 | B3 | RU#34 | FMS1F028 |  | Hewlett-Packard | ProLiant | DL160 G5 | HEPD380 | 2UX815091T |  | 10.122.57.68 | Sep 3 2014 4:10PM
San Jose | San Jose -> AT08ESR -> B3 | B3 | RU#30 | blanking panel |  | APC | NetShelter | AR8101BLK-4U | APC971 |  |  |  | Apr 20 2016 3:21PM
San Jose | San Jose -> AT08ESR -> B3 | B3 | RU#29 | FMS1F033 |  | Hewlett-Packard | ProLiant | DL160 G5 | HEPD380 | 2UX815091D |  | 10.122.57.73 | Sep 3 2014 4:10PM
San Jose | San Jose -> AT08ESR -> B3 | B3 | RU#27 | blanking panel |  | APC | NetShelter | AR8101BLK-2U | APC970 |  |  |  | Apr 20 2016 3:21PM
San Jose | San Jose -> AT08ESR -> B3 | B3 | RU#23 | blanking panel |  | APC | NetShelter | AR8101BLK-4U | APC971 |  |  |  | Apr 20 2016 3:21PM
San Jose | San Jose -> AT08ESR -> B3 | B3 | RU#22 | blanking panel |  | APC | NetShelter | AR8101BLK-1U | APC969 |  |  |  | Sep 3 2014 4:11PM
San Jose | San Jose -> AT08ESR -> B3 | B3 | RU#21 | FMS1H001 |  | Hewlett-Packard | ProLiant | DL160 G5 | HEPD380 | 2UX82104R4 |  | 10.122.57.129 | Sep 3 2014 4:09PM
San Jose | San Jose -> AT08ESR -> B3 | B3 | RU#20 | FMS1H002 |  | Hewlett-Packard | ProLiant | DL160 G5 | HEPD380 | 2UX82104R0 |  | 10.122.57.130 | Sep 3 2014 4:09PM
San Jose | San Jose -> AT08ESR -> B3 | B3 | RU#19 | FMS1H003 |  | Hewlett-Packard | ProLiant | DL160 G5 | HEPD380 | 2UX82104R2 |  | 10.122.57.131 | Sep 3 2014 4:09PM
San Jose | San Jose -> AT08ESR -> B3 | B3 | RU#18 | FMS1H004 |  | Hewlett-Packard | ProLiant | DL160 G5 | HEPD380 | 2UX83101L1 |  | 10.122.57.132 | Sep 3 2014 4:09PM
San Jose | San Jose -> AT08ESR -> B3 | B3 | RU#17 | blanking panel |  | APC | NetShelter | AR8101BLK-1U | APC969 |  |  |  | Sep 3 2014 4:09PM
San Jose | San Jose -> AT08ESR -> B3 | B3 | RU#16 | FMS1J001 |  | Hewlett-Packard | ProLiant | DL160se G6 - SFF | HEPK056 | MXQ93800NU |  |  | Sep 3 2014 4:08PM
San Jose | San Jose -> AT08ESR -> B3 | B3 | RU#15 | FMS1J002 |  | Hewlett-Packard | ProLiant | DL160se G6 - SFF | HEPK056 | MXQ93800NV |  |  | Sep 3 2014 4:08PM
San Jose | San Jose -> AT08ESR -> B3 | B3 | RU#14 | FMS1J003 |  | Hewlett-Packard | ProLiant | DL160se G6 - SFF | HEPK056 | MXQ93800NR |  |  | Sep 3 2014 4:08PM
San Jose | San Jose -> AT08ESR -> B3 | B3 | RU#13 | FMS1J004 |  | Hewlett-Packard | ProLiant | DL160se G6 - SFF | HEPK056 | MXQ93800NP |  |  | Sep 3 2014 4:08PM
San Jose | San Jose -> AT08ESR -> B3 | B3 | RU#12 | FIREFLY |  | Hewlett-Packard | ProLiant | DL160se G6 - SFF | HEPK056 | MXQ93605LY |  |  | Sep 3 2014 4:08PM
San Jose | San Jose -> AT08ESR -> B3 | B3 | RU#11 | FMS1J006 |  | Hewlett-Packard | ProLiant | DL160se G6 - SFF | HEPK056 | MXQ93705YM |  |  | Sep 3 2014 4:08PM
San Jose | San Jose -> AT08ESR -> B3 | B3 | RU#10 | FMS1K001 |  | Hewlett-Packard | ProLiant | DL160se G6 - SFF | HEPK056 | MXQ93605KB |  |  | Sep 3 2014 4:08PM
San Jose | San Jose -> AT08ESR -> B3 | B3 | RU#09 | FMS1K002 |  | Hewlett-Packard | ProLiant | DL160se G6 - SFF | HEPK056 | MXQ93605M5 |  |  | Sep 3 2014 4:08PM
San Jose | San Jose -> AT08ESR -> B4 | B4 | RU#01 | SJA08EDCSB | NETWORK SERVICES | Cisco Systems | Catalyst 6500 | WS-C6509 | CSCA203 | SMG1125N6XG |  | 10.122.0.130 | Sep 3 2014 4:11PM
San Jose | San Jose -> AT08ESR -> B4 | B4 | RU#42 | blanking panel |  | APC | NetShelter | AR8101BLK-1U | APC969 |  |  |  | Sep 3 2014 4:12PM
San Jose | San Jose -> AT08ESR -> B4 | B4 | RU#40 | patch panel |  | APC | Data Distribution Cable | AR8452 | APCC241 |  |  |  | Sep 3 2014 4:12PM
San Jose | San Jose -> AT08ESR -> B4 | B4 | RU#38 | patch panel |  | APC | Data Distribution Cable | AR8452 | APCC241 |  |  |  | Sep 3 2014 4:12PM
San Jose | San Jose -> AT08ESR -> B4 | B4 | RU#36 | patch panel |  | APC | Data Distribution Cable | AR8452 | APCC241 |  |  |  | Sep 3 2014 4:12PM
San Jose | San Jose -> AT08ESR -> B4 | B4 | RU#34 | patch panel |  | APC | Data Distribution Cable | AR8452 | APCC241 |  |  |  | Sep 3 2014 4:12PM
San Jose | San Jose -> AT08ESR -> B4 | B4 | RU#32 | patch panel |  | APC | Data Distribution Cable | AR8452 | APCC241 |  |  |  | Sep 3 2014 4:12PM
San Jose | San Jose -> AT08ESR -> B4 | B4 | RU#30 | patch panel |  | APC | Data Distribution Cable | AR8452 | APCC241 |  |  |  | Sep 3 2014 4:12PM
San Jose | San Jose -> AT08ESR -> B4 | B4 | RU#28 | patch panel |  | APC | Data Distribution Cable | AR8452 | APCC241 |  |  |  | Sep 3 2014 4:12PM
San Jose | San Jose -> AT08ESR -> B4 | B4 | RU#26 | patch panel |  | APC | Data Distribution Cable | AR8452 | APCC241 |  |  |  | Sep 3 2014 4:12PM
San Jose | San Jose -> AT08ESR -> B4 | B4 | RU#24 | patch panel |  | APC | Data Distribution Cable | AR8452 | APCC241 |  |  |  | Sep 3 2014 4:12PM
San Jose | San Jose -> AT08ESR -> B4 | B4 | RU#22 | patch panel |  | APC | Data Distribution Cable | AR8452 | APCC241 |  |  |  | Sep 3 2014 4:12PM
San Jose | San Jose -> AT08ESR -> B4 | B4 | RU#20 | blanking panel |  | APC | NetShelter | AR8101BLK-2U | APC970 |  |  |  | Sep 3 2014 4:11PM
San Jose | San Jose -> AT08ESR -> B4 | B4 | RU#19 | CONEDC-AT08 | DATA CENTER OPERATIONS | Cyclades | AlterPath | ATP0200 | CYCL045 | 140008459 |  | 10.122.48.59 | Sep 3 2014 4:11PM
San Jose | San Jose -> AT08ESR -> B4 | B4 | RU#18 | KVMEDCAT08-1 | DATA CENTER OPERATIONS | Raritan Computer | Dominion KX | KX432 Rackmount | RCI144 |  |  |  | Sep 3 2014 4:11PM
San Jose | San Jose -> AT08ESR -> B4 | B4 | RU#16 | KVMEDCAT08-5 | DATA CENTER OPERATIONS | Raritan Computer | Dominion KX II | DKX2-464 | RCI170 |  |  |  | Sep 3 2014 4:11PM
San Jose | San Jose -> AT08ESR -> B5 | B5 | RU#01 | SJA08EDCSA | NETWORK SERVICES | Cisco Systems | Catalyst 6500 | WS-C6509 | CSCA203 | SMG1125N6WX |  | 10.122.0.129 | Sep 3 2014 4:13PM
San Jose | San Jose -> AT08ESR -> B5 | B5 | RU#42 | blanking panel |  | APC | NetShelter | AR8101BLK-1U | APC969 |  |  |  | Sep 3 2014 4:13PM
San Jose | San Jose -> AT08ESR -> B5 | B5 | RU#40 | patch panel |  | APC | Data Distribution Cable | AR8452 | APCC241 |  |  |  | Sep 3 2014 4:13PM
San Jose | San Jose -> AT08ESR -> B5 | B5 | RU#38 | patch panel |  | APC | Data Distribution Cable | AR8452 | APCC241 |  |  |  | Sep 3 2014 4:13PM
San Jose | San Jose -> AT08ESR -> B5 | B5 | RU#36 | patch panel |  | APC | Data Distribution Cable | AR8452 | APCC241 |  |  |  | Sep 3 2014 4:13PM
San Jose | San Jose -> AT08ESR -> B5 | B5 | RU#34 | patch panel |  | APC | Data Distribution Cable | AR8452 | APCC241 |  |  |  | Sep 3 2014 4:13PM
San Jose | San Jose -> AT08ESR -> B5 | B5 | RU#32 | patch panel |  | APC | Data Distribution Cable | AR8452 | APCC241 |  |  |  | Sep 3 2014 4:13PM
San Jose | San Jose -> AT08ESR -> B5 | B5 | RU#30 | patch panel |  | APC | Data Distribution Cable | AR8452 | APCC241 |  |  |  | Sep 3 2014 4:13PM
San Jose | San Jose -> AT08ESR -> B5 | B5 | RU#28 | patch panel |  | APC | Data Distribution Cable | AR8452 | APCC241 |  |  |  | Sep 3 2014 4:13PM
San Jose | San Jose -> AT08ESR -> B5 | B5 | RU#26 | patch panel |  | APC | Data Distribution Cable | AR8452 | APCC241 |  |  |  | Sep 3 2014 4:13PM
San Jose | San Jose -> AT08ESR -> B5 | B5 | RU#24 | patch panel |  | APC | Data Distribution Cable | AR8452 | APCC241 |  |  |  | Sep 3 2014 4:13PM
San Jose | San Jose -> AT08ESR -> B5 | B5 | RU#22 | patch panel |  | APC | Data Distribution Cable | AR8452 | APCC241 |  |  |  | Sep 3 2014 4:13PM
San Jose | San Jose -> AT08ESR -> B5 | B5 | RU#20 | blanking panel |  | APC | NetShelter | AR8101BLK-2U | APC970 |  |  |  | Sep 3 2014 4:13PM
San Jose | San Jose -> AT08ESR -> B5 | B5 | RU#19 | KVMEDCAT08-2 | DATA CENTER OPERATIONS | Raritan Computer | Dominion KX | KX432 Rackmount | RCI144 |  |  |  | Sep 3 2014 4:13PM
San Jose | San Jose -> AT08ESR -> B5 | B5 | RU#16 | blanking panel |  | APC | NetShelter | AR8101BLK-3U | APCC280 |  |  |  | Sep 5 2014 4:19PM
San Jose | San Jose -> AT08ESR -> C1 | C1 | RU#09 | BOSS/HOST-SJC0-104 |  | Hewlett-Packard | ProLiant | DL360 G4 | HEPA155 | USM511031T |  | 10.122.48.232 | Sep 3 2014 4:14PM
San Jose | San Jose -> AT08ESR -> C1 | C1 | RU#08 | CLETUS/HOST-SJC0-105 |  | Hewlett-Packard | ProLiant | DL360 G4 | HEPA155 | USM51103FX |  | 10.122.48.233 | Sep 3 2014 4:14PM
San Jose | San Jose -> AT08ESR -> C1 | C1 | RU#31 | DVA-CCWIN-4 |  | Hewlett-Packard | ProLiant | DL380p G8 - SFF | HEPC893 | 2M231400BP | 3122416 | 10.122.54.173, ilo=10.122.54.178 | Sep 3 2014 4:15PM
San Jose | San Jose -> AT08ESR -> C1 | C1 | RU#29 | DVA-CCWIN-5 |  | Hewlett-Packard | ProLiant | DL380p G8 - SFF | HEPC893 | 2M231400C1 | 3122415 | 10.122.54.174, ilo=10.122.54.179 | Sep 3 2014 4:15PM
San Jose | San Jose -> AT08ESR -> C1 | C1 | RU#28 | ACRO-WORKER-0 |  | Hewlett-Packard | ProLiant | DL145 G2 | HEPA363 | MX25190074 |  | 10.122.52.61 | Sep 3 2014 4:15PM
San Jose | San Jose -> AT08ESR -> C1 | C1 | RU#27 | ACRO-WORKER-1 |  | Hewlett-Packard | ProLiant | DL145 G2 | HEPA363 | MX252900LX |  | 10.122.52.62 | Sep 3 2014 4:15PM
San Jose | San Jose -> AT08ESR -> C1 | C1 | RU#26 | ACRO-WORKER-2 |  | Hewlett-Packard | ProLiant | DL145 G2 | HEPA363 | MX252900LV |  | 10.122.52.63 | Sep 3 2014 4:15PM
San Jose | San Jose -> AT08ESR -> C1 | C1 | RU#25 | ACRO-WORKER-3 |  | Hewlett-Packard | ProLiant | DL145 G2 | HEPA363 | MX252900NB |  | 10.122.52.64 | Sep 3 2014 4:15PM
San Jose | San Jose -> AT08ESR -> C1 | C1 | RU#24 | ACRO-WORKER-4 |  | Hewlett-Packard | ProLiant | DL145 G2 | HEPA363 | MX252900LW |  | 10.122.52.65 | Sep 3 2014 4:14PM
San Jose | San Jose -> AT08ESR -> C1 | C1 | RU#23 | ACRO-WORKER-5 |  | Hewlett-Packard | ProLiant | DL145 G2 | HEPA363 | MX252900L4 |  | 10.122.52.66 | Sep 3 2014 4:14PM
San Jose | San Jose -> AT08ESR -> C1 | C1 | RU#22 | ACRO-WORKER-6 |  | Hewlett-Packard | ProLiant | DL145 G2 | HEPA363 | NA |  | 10.122.52.70 | Sep 3 2014 4:14PM
San Jose | San Jose -> AT08ESR -> C1 | C1 | RU#20 | ACRO-WORKER-8 |  | Hewlett-Packard | ProLiant | DL145 G2 | HEPA363 | MX252900MB |  | 10.122.52.69 | Sep 3 2014 4:14PM
San Jose | San Jose -> AT08ESR -> C1 | C1 | RU#19 | ACRO-WORKER-9 |  | Hewlett-Packard | ProLiant | DL145 G2 | HEPA363 | MX252900M3 |  | 10.122.52.70 | Sep 3 2014 4:14PM
San Jose | San Jose -> AT08ESR -> C1 | C1 | RU#17 | ALF |  | Hewlett-Packard | ProLiant | DL560 | HP424 | EA04MF5345 |  | 10.122.48.119 | Sep 3 2014 4:14PM
San Jose | San Jose -> AT08ESR -> C1 | C1 | RU#15 | WIN-AGENT212 |  | Hewlett-Packard | ProLiant | DL380p G8 - LFF | HEPC892 | 2M231500DM | 3122262 | 10.122.49.115, ilo=10.122.49.155 | Sep 3 2014 4:14PM
San Jose | San Jose -> AT08ESR -> C1 | C1 | RU#10 | SJQESOL6 |  | SUN Microsystems | Sun Fire | V210 | SUN184 | FM53420042 |  | 10.122.48.228 | Sep 3 2014 4:14PM
San Jose | San Jose -> AT08ESR -> C2 | C2 | RU#08 | ACROFEATHOST3 |  | Hewlett-Packard | ProLiant | DL380 G7-LFF | HEPK281 | USE113N3XP | 3109971 | 10.122.51.183, ilo=10.122.51.184 | Sep 3 2014 4:16PM
San Jose | San Jose -> AT08ESR -> C2 | C2 | RU#06 | ACROFEATHOST4 |  | Hewlett-Packard | ProLiant | DL380 G7-LFF | HEPK281 | USE113N3XS | 3109972 | 10.122.51.185, ilo=10.122.51.186 | Sep 3 2014 4:16PM
San Jose | San Jose -> AT08ESR -> C2 | C2 | RU#27 | MAC-AGENT134 |  | Apple Computer | Xserve | Xserve | APPL078 | H004113Z6HS | 3108241 | 10.122.51.130, ilo=10.122.51.131 | Sep 3 2014 4:16PM
San Jose | San Jose -> AT08ESR -> C2 | C2 | RU#25 | QMSUS |  | Hewlett-Packard | ProLiant | DL380 G7-SFF | HEPK280 | 2M210201PD | 3109867 | 10.122.48.48 | Sep 3 2014 4:16PM
San Jose | San Jose -> AT08ESR -> C2 | C2 | RU#24 | IBS-XSERVE2 |  | Apple Computer | Xserve | Xserve | APPL078 | G870416RV2Q |  | 10.122.48.137 | Sep 3 2014 4:16PM
San Jose | San Jose -> AT08ESR -> C2 | C2 | RU#22 | PSREPORT |  | Hewlett-Packard | ProLiant | DL380 G5 | HEPA633 | 2UX8180226 |  | 10.122.48.48 | Sep 3 2014 4:16PM
San Jose | San Jose -> AT08ESR -> C2 | C2 | RU#14 | SJ-LOST |  | Hewlett-Packard | ProLiant | DL145 G2 | HEPA363 | MX254500TZ |  | 10.122.48.214 | Sep 3 2014 4:16PM
San Jose | San Jose -> AT08ESR -> C2 | C2 | RU#10 | SJQEAIX2 |  | IBM | P-Series | 9113-550-Empty View | IBMN660 | 10-BD86F |  | 10.122.48.207 | Sep 3 2014 4:16PM
San Jose | San Jose -> AT08ESR -> C3 | C3 | RU#34 | AME-IBS-CIT1 |  | Hewlett-Packard | ProLiant | 655651-B21 | HEPC785 | MXQ32509QP | 6054372 | nic1=10.122.54.180, nic2=10.122.54.181, ilo=10.122.48.7 | Sep 3 2014 4:18PM
San Jose | San Jose -> AT08ESR -> C3 | C3 | RU#32 | WIN-AGENT200 |  | Hewlett-Packard | ProLiant | DL380 G6 - SFF | HEPD897 | USE113N690 | 3110060 | 10.122.49.2, 10.122.49.43 | Sep 3 2014 4:18PM
San Jose | San Jose -> AT08ESR -> C3 | C3 | RU#30 | ROSCO |  | Hewlett-Packard | ProLiant | DL380 G7-SFF | HEPK280 | 2M203601SZ |  | 10.122.48.244, ilo=10.122.48.254 | Sep 3 2014 4:18PM
San Jose | San Jose -> AT08ESR -> C3 | C3 | RU#28 | SJQESOL2 |  | SUN Microsystems | Sun Fire | V210 | SUN184 | FM52920115 |  | 10.122.48.212 | Sep 3 2014 4:18PM
San Jose | San Jose -> AT08ESR -> C3 | C3 | RU#21 | PSVMSERVER1 |  | Hewlett-Packard | ProLiant | DL380 G7-LFF | HEPK281 | USE126N3P0 |  | 10.122.48.80 | Sep 3 2014 4:18PM
San Jose | San Jose -> AT08ESR -> C3 | C3 | RU#19 | PSVMSERVER2 |  | Hewlett-Packard | ProLiant | DL380 G7-LFF | HEPK281 | USE2225RAC |  | 10.122.48.93 | Sep 3 2014 4:18PM
San Jose | San Jose -> AT08ESR -> C3 | C3 | RU#17 | PTENCODER01 |  | Hewlett-Packard | ProLiant | DL160 G5 | HEPD380 | MX2628006Y |  | 10.122.48.239 | Sep 3 2014 4:18PM
San Jose | San Jose -> AT08ESR -> C3 | C3 | RU#15 | SJ-WHEELS |  | Hewlett-Packard | ProLiant | DL160 G5 | HEPD380 | MX26300286 |  | 10.122.48.238 | Sep 3 2014 4:17PM
San Jose | San Jose -> AT08ESR -> C4 | C4 | RU#42 | SJA08EDCILOSC |  | Cisco Systems | Catalyst 2960 | 2960S-48FPD-L | CSCY014 | FOC1224U3EE |  |  | Jan 23 2015 3:35PM
San Jose | San Jose -> AT08ESR -> C4 | C4 | RU#36 | SJQEAIX3 |  | IBM | iSeries | I5-520 | IBMM052 | 10-BD89F |  | 10.122.48.208 | Sep 3 2014 4:20PM
San Jose | San Jose -> AT08ESR -> C5 | C5 | RU#41 | SJACRWIN-CBT01 |  | Hewlett-Packard | ProLiant | 654081-B21 | HEPC786 | MXQ41003CY | 3134016 |  | Sep 3 2014 4:22PM
San Jose | San Jose -> AT08ESR -> C5 | C5 | RU#40 | SJACRWIN-CBT02 |  | Hewlett-Packard | ProLiant | 654081-B21 | HEPC786 | MXQ41003CW | 3134017 |  | Sep 3 2014 4:22PM
San Jose | San Jose -> AT08ESR -> C5 | C5 | RU#39 | SJACRWIN-CBT03 |  | Hewlett-Packard | ProLiant | 654081-B21 | HEPC786 | MXQ41003CZ | 3134015 |  | Sep 3 2014 4:21PM
San Jose | San Jose -> AT08ESR -> C5 | C5 | RU#24 | ADOBEQEPORTAL/QUALITY PORTAL |  | Super Micro Computer | SuperChassis | SC742S-420B (Closed View) | SUPR243 | 120098 |  | 10.122.48.243 | Sep 3 2014 4:21PM
San Jose | San Jose -> AT08ESR -> C5 | C5 | RU#22 | WEBFARM-SOLARIS2 |  | SUN Microsystems | Sun Fire | V210 | SUN184 | FM63910113 |  | NA | Sep 3 2014 4:21PM
San Jose | San Jose -> AT08ESR -> C5 | C5 | RU#21 | WEBFARM-SOLARIS3 |  | SUN Microsystems | Sun Fire | V210 | SUN184 | FM64130114 |  | NA | Sep 3 2014 4:21PM
San Jose | San Jose -> AT08ESR -> C5 | C5 | RU#20 | CTFARM-SOLARIS20 |  | SUN Microsystems | Sun Fire | V210 | SUN184 | FM63220034 |  | 10.122.51.21 | Sep 3 2014 4:21PM
San Jose | San Jose -> AT08ESR -> C5 | C5 | RU#19 | CTFARM-SOLARIS21 |  | SUN Microsystems | Sun Fire | V210 | SUN184 | FM63220037 |  | 10.122.51.23 | Sep 3 2014 4:21PM
San Jose | San Jose -> AT08ESR -> C5 | C5 | RU#17 | STL-APACHE1 |  | Dell Computer | PowerEdge R-Series | PowerEdge R720-3.5 Drive | DELC971 | HW9G3W1 | 3118545 | 10.122.48.52 | Sep 3 2014 4:20PM
San Jose | San Jose -> AT08ESR -> D1 | D1 | RU#09 | blanking panel |  | APC | NetShelter | AR8101BLK-1U | APC969 |  |  |  | Sep 3 2014 4:22PM
San Jose | San Jose -> AT08ESR -> D1 | D1 | RU#01 | blanking panel |  | APC | NetShelter | AR8101BLK-8U | APC972 |  |  |  | Sep 3 2014 4:22PM
San Jose | San Jose -> AT08ESR -> D1 | D1 | RU#42 | blanking panel |  | APC | NetShelter | AR8101BLK-1U | APC969 |  |  |  | Sep 3 2014 4:24PM
San Jose | San Jose -> AT08ESR -> D1 | D1 | RU#41 | PDU1 | DATA CENTER OPERATIONS | APC | PDU | AP7900 | APC302 |  |  |  | Sep 3 2014 4:24PM
San Jose | San Jose -> AT08ESR -> D1 | D1 | RU#39 | blanking panel |  | APC | NetShelter | AR8101BLK-2U | APC970 |  |  |  | Sep 3 2014 4:24PM
San Jose | San Jose -> AT08ESR -> D1 | D1 | RU#37 | blanking panel |  | APC | NetShelter | AR8101BLK-2U | APC970 |  |  |  | Sep 3 2014 4:24PM
San Jose | San Jose -> AT08ESR -> D1 | D1 | RU#36 | ACRO-WORKER-10 |  | Hewlett-Packard | ProLiant | DL145 G2 | HEPA363 | MX252900L7 |  | 10.122.52.71 | Sep 3 2014 4:24PM
San Jose | San Jose -> AT08ESR -> D1 | D1 | RU#35 | ACRO-WORKER-11 |  | Hewlett-Packard | ProLiant | DL145 G2 | HEPA363 | MX252900M1 |  | 10.122.52.72 | Sep 3 2014 4:24PM
San Jose | San Jose -> AT08ESR -> D1 | D1 | RU#34 | ACRO-WORKER-12 |  | Hewlett-Packard | ProLiant | DL145 G2 | HEPA363 | MX252900LE |  | 10.122.52.73 | Sep 3 2014 4:24PM
San Jose | San Jose -> AT08ESR -> D1 | D1 | RU#33 | ACRO-WORKER-13 |  | Hewlett-Packard | ProLiant | DL145 G2 | HEPA363 | MX252900M2 |  | 10.122.52.74 | Sep 3 2014 4:24PM
San Jose | San Jose -> AT08ESR -> D1 | D1 | RU#32 | ACRO-WORKER-14 |  | Hewlett-Packard | ProLiant | DL145 G2 | HEPA363 | MX252900LD |  | 10.122.52.75 | Sep 3 2014 4:23PM
San Jose | San Jose -> AT08ESR -> D1 | D1 | RU#31 | ACRO-WORKER-15 |  | Hewlett-Packard | ProLiant | DL145 G2 | HEPA363 | MX252500MV |  | 10.122.52.121 | Sep 3 2014 4:23PM
San Jose | San Jose -> AT08ESR -> D1 | D1 | RU#30 | ACRO-WORKER-16 |  | Hewlett-Packard | ProLiant | DL145 G2 | HEPA363 | MX252900L8 |  | 10.122.52.77 | Sep 3 2014 4:23PM
San Jose | San Jose -> AT08ESR -> D1 | D1 | RU#29 | ACRO-WORKER-17 |  | Hewlett-Packard | ProLiant | DL145 G2 | HEPA363 | MX25250148 |  | 10.122.52.78 | Sep 3 2014 4:23PM
San Jose | San Jose -> AT08ESR -> D1 | D1 | RU#28 | ACRO-WORKER-18 |  | Hewlett-Packard | ProLiant | DL145 G2 | HEPA363 | MX252500NK |  | 10.122.52.79 | Sep 3 2014 4:23PM
San Jose | San Jose -> AT08ESR -> D1 | D1 | RU#27 | MITHRIL |  | Hewlett-Packard | ProLiant | DL145 G2 | HEPA363 | MX252900MA |  | 10.122.52.121 | Sep 3 2014 4:23PM
San Jose | San Jose -> AT08ESR -> D1 | D1 | RU#25 | ACROFEATHOST14 |  | Hewlett-Packard | ProLiant | DL380p G8 - SFF | HEPC893 | 2M232801DT | 3128331 | nic1=10.122.54.12, nic2=10.122.54.13, nic3=10.122.54.14, nic4=10.122.54.15, ilo=10.122.48.5 | Sep 3 2014 4:23PM
San Jose | San Jose -> AT08ESR -> D1 | D1 | RU#24 | blanking panel |  | APC | NetShelter | AR8101BLK-1U | APC969 |  |  |  | Sep 3 2014 4:23PM
San Jose | San Jose -> AT08ESR -> D1 | D1 | RU#22 | blanking panel |  | APC | NetShelter | AR8101BLK-2U | APC970 |  |  |  | Sep 3 2014 4:23PM
San Jose | San Jose -> AT08ESR -> D1 | D1 | RU#21 | SUITEQE |  | Dell Computer | PowerEdge | PowerEdge 1750 | DELL328 | 8L6R941 |  | 10.122.48.222 | Sep 3 2014 4:23PM
San Jose | San Jose -> AT08ESR -> D1 | D1 | RU#20 | blanking panel |  | APC | NetShelter | AR8101BLK-1U | APC969 |  |  |  | Sep 3 2014 4:23PM
San Jose | San Jose -> AT08ESR -> D1 | D1 | RU#19 | blanking panel |  | APC | NetShelter | AR8101BLK-1U | APC969 |  |  |  | Sep 3 2014 4:23PM
San Jose | San Jose -> AT08ESR -> D1 | D1 | RU#18 | EMP2 |  | Super Micro Computer | SuperServer | 6013P-8 | SUPR052 | S6014P825307837 |  | 10.122.48.200 | Sep 3 2014 4:23PM
San Jose | San Jose -> AT08ESR -> D1 | D1 | RU#16 | ACROFEATHOST15 |  | Hewlett-Packard | ProLiant | DL380p G8 - SFF | HEPC893 | 2M234101KZ | 3128332 | nic1=10.122.54.16, nic2=10.122.54.17, nic3=10.122.54.18, nic4=10.122.54.19, ilo=10.122.48.6 | Sep 3 2014 4:23PM
San Jose | San Jose -> AT08ESR -> D1 | D1 | RU#15 | EMP6 |  | Hewlett-Packard | ProLiant | DL360 G4 | HEPA155 | USM51003SD |  | 10.122.48.199 | Sep 3 2014 4:22PM
San Jose | San Jose -> AT08ESR -> D1 | D1 | RU#14 | OLS-SJC0-0 |  | Dell Computer | PowerEdge | PowerEdge 1750 | DELL328 |  |  |  | Sep 3 2014 4:22PM
San Jose | San Jose -> AT08ESR -> D1 | D1 | RU#13 | OLS-SJC0-3 |  | Hewlett-Packard | ProLiant | DL360 G4 | HEPA155 | USM5110362 |  | 10.122.48.201 | Sep 3 2014 4:22PM
San Jose | San Jose -> AT08ESR -> D1 | D1 | RU#11 | blanking panel |  | APC | NetShelter | AR8101BLK-2U | APC970 |  |  |  | Sep 8 2014 11:30AM
San Jose | San Jose -> AT08ESR -> D1 | D1 | RU#10 | shelf |  | Hewlett-Packard | Shelf | J1520D | HEPA071 |  |  |  | Sep 3 2014 4:22PM
San Jose | San Jose -> AT08ESR -> D1 -> ACROFEATHOST14 | ACROFEATHOST14 | Slot#9 | 662883-B21 |  | Hewlett-Packard | ProLiant | 662883-B21 | HEPC894 |  |  |  | Sep 3 2014 4:23PM
San Jose | San Jose -> AT08ESR -> D1 -> ACROFEATHOST15 | ACROFEATHOST15 | Slot#9 | 662883-B21 |  | Hewlett-Packard | ProLiant | 662883-B21 | HEPC894 |  |  |  | Sep 3 2014 4:22PM
San Jose | San Jose -> AT08ESR -> D2 | D2 | RU#09 | MBSAIR11 |  | Apple Computer | Xserve | Xserve Quad Xeon | APPL167 | H00472DR6HS | 3108849 | 10.122.51.142, lom=10.122.51.143 | Sep 3 2014 4:25PM
San Jose | San Jose -> AT08ESR -> D2 | D2 | RU#08 | FRBUILD-MAC36 |  | Apple Computer | Xserve | Xserve Quad Xeon | APPL167 | H00472DQ6HS | 3108849 | 10.122.51.144, lom=10.122.51.145 | Sep 3 2014 4:24PM
San Jose | San Jose -> AT08ESR -> D2 | D2 | RU#07 | FRBUILD-MAC13 |  | Apple Computer | Xserve | Xserve Quad Xeon | APPL167 | H00472DU6HS | 3108849 | 10.122.51.146, lom=10.122.51.147 | Sep 3 2014 4:24PM
San Jose | San Jose -> AT08ESR -> D2 | D2 | RU#05 | AIRVMHOST20 |  | Apple Computer | Xserve | Xserve Quad Xeon | APPL167 | H00472DP6HS | 3108849 | 10.122.51.148, lom=10.122.51.149 | Sep 3 2014 4:24PM
San Jose | San Jose -> AT08ESR -> D2 | D2 | RU#27 | WIN-AGENT11 |  | Hewlett-Packard | ProLiant | DL320 G2 | HP618 | M00NKVJA3T |  | 10.122.48.99 | Sep 3 2014 4:26PM
San Jose | San Jose -> AT08ESR -> D2 | D2 | RU#23 | ACRO-WIN-006 |  | Hewlett-Packard | ProLiant | DL380 G6 - SFF | HEPD897 | 2M202604B9 | 3105683 | 10.122.48.106, ilo=10.122.48.111 | Sep 3 2014 4:26PM
San Jose | San Jose -> AT08ESR -> D2 | D2 | RU#22 | ACROBAT-SYMBOLS |  | Hewlett-Packard | ProLiant | DL320 G6 | HEPD979 | MX202700KG | 3105684 | 10.122.48.107, ilo=10.122.48.113 | Sep 3 2014 4:26PM
San Jose | San Jose -> AT08ESR -> D2 | D2 | RU#20 | ALF-SRVR-SJ-01 |  | Hewlett-Packard | ProLiant | DL380 G6 - SFF | HEPD897 | 2M202303FZ | 3105680 | 10.122.48.101, ilo=10.122.48.116 | Sep 3 2014 4:26PM
San Jose | San Jose -> AT08ESR -> D2 | D2 | RU#18 | LABVMSVR23 |  | Hewlett-Packard | ProLiant | DL380 G5 | HEPA633 | 2UX72508RT | 3093866 | 10.122.48.50, ilo=10.122.48.53 | Sep 3 2014 4:26PM
San Jose | San Jose -> AT08ESR -> D2 | D2 | RU#16 | WIN-AGENT197 |  | Hewlett-Packard | ProLiant | DL380 G6 - LFF | HEPD898 | USE039NCMS | 3106010 | 10.122.51.124, ilo=10.122.51.125 | Sep 3 2014 4:25PM
San Jose | San Jose -> AT08ESR -> D2 | D2 | RU#14 | WIN-AGENT198 |  | Hewlett-Packard | ProLiant | DL380 G6 - LFF | HEPD898 | USE042V2QH | 3108354 | 10.122.51.126, ilo=10.122.51.127 | Sep 3 2014 4:25PM
San Jose | San Jose -> AT08ESR -> D2 | D2 | RU#12 | WIN-AGENT199 |  | Hewlett-Packard | ProLiant | DL380 G6 - LFF | HEPD898 | USE042V2QJ | 3108355 | 10.122.51.128, ilo=10.122.51.129 | Sep 3 2014 4:25PM
San Jose | San Jose -> AT08ESR -> D2 | D2 | RU#11 | MAC-AGENT147 |  | Apple Computer | Xserve | Xserve | APPL078 | H00451MP6HS | 3108764 | 10.122.48.142, lom=10.122.48.143 | Sep 3 2014 4:25PM
San Jose | San Jose -> AT08ESR -> D2 | D2 | RU#10 | AIRVMHOST16 |  | Apple Computer | Xserve | Xserve Quad Xeon | APPL167 | H00472DT6HS | 3108849 | 10.122.48.118, lom=10.122.48.121 | Sep 3 2014 4:25PM
San Jose | San Jose -> AT08ESR -> D3 | D3 | RU#09 | WIN-AGENT84 |  | Hewlett-Packard | ProLiant | DL320 G4 | HEPA632 | USM63503UM |  | 10.122.48.182 | Sep 3 2014 4:27PM
San Jose | San Jose -> AT08ESR -> D3 | D3 | RU#32 | AIRVMHOST21 |  | Apple Computer | Xserve | Xserve Quad Xeon | APPL167 | H010406P6HS | 3109540 | 10.122.51.150, lom=10.122.51.151 | Sep 3 2014 4:29PM
San Jose | San Jose -> AT08ESR -> D3 | D3 | RU#30 | WIN-AGENT46 |  | Hewlett-Packard | ProLiant | DL320 G3 | HEPA254 | USE539N4AJ |  | 10.122.48.144 | Sep 3 2014 4:29PM
San Jose | San Jose -> AT08ESR -> D3 | D3 | RU#29 | ADB_SWB_3 |  | Hewlett-Packard | ProLiant | 654081-B21 | HEPC786 | USE304TW0B |  | 10.122.53.168 | Sep 3 2014 4:28PM
San Jose | San Jose -> AT08ESR -> D3 | D3 | RU#28 | ADB_SWB_4 |  | Hewlett-Packard | ProLiant | 654081-B21 | HEPC786 | USE304TW0C |  | 10.122.53.170 | Sep 3 2014 4:28PM
San Jose | San Jose -> AT08ESR -> D3 | D3 | RU#25 | FRBUILD-WIN1 |  | Hewlett-Packard | ProLiant | DL380 G7-LFF | HEPK281 | USE149MRL3 | 3114003 | 10.122.48.63, ilo=10.122.50.55 | Sep 3 2014 4:28PM
San Jose | San Jose -> AT08ESR -> D3 | D3 | RU#23 | THUMPER02-NEW | LAB SERVICES | Hewlett-Packard | ProLiant | DL320 G6 | HEPD979 | MX200500JF | 6031315 |  | Sep 3 2014 4:28PM
San Jose | San Jose -> AT08ESR -> D3 | D3 | RU#22 | VMMAKER02-NEW | LAB SERVICES | Hewlett-Packard | ProLiant | DL320 G6 | HEPD979 | MX201600T9 | 6031261 |  | Sep 3 2014 4:28PM
San Jose | San Jose -> AT08ESR -> D3 | D3 | RU#20 | FRBUILD-WIN2 |  | Hewlett-Packard | ProLiant | DL380 G7-LFF | HEPK281 | USE149MRL0 | 3114005 | 10.122.48.64, ilo=10.122.50.65 | Sep 3 2014 4:28PM
San Jose | San Jose -> AT08ESR -> D3 | D3 | RU#16 | FRBUILD-WIN3 |  | Hewlett-Packard | ProLiant | DL380 G7-LFF | HEPK281 | USE149MRL4 | 3114007 | 10.122.48.65, ilo=10.122.50.67 | Sep 3 2014 4:27PM
San Jose | San Jose -> AT08ESR -> D3 | D3 | RU#14 | FRBUILD-WIN4 |  | Hewlett-Packard | ProLiant | DL380 G7-LFF | HEPK281 | USE149MRLA | 3114004 | 10.122.48.66, ilo=10.122.50.69 | Sep 3 2014 4:27PM
San Jose | San Jose -> AT08ESR -> D3 | D3 | RU#10 | WIN-AGENT83 |  | Hewlett-Packard | ProLiant | DL320 G4 | HEPA632 | USM63503S5 |  | 10.122.48.181 | Sep 3 2014 4:27PM
San Jose | San Jose -> AT08ESR -> D4 | D4 | RU#08 | ACROFEATHOST6 |  | Hewlett-Packard | ProLiant | DL380 G7-LFF | HEPK281 | USE145KCJ2 | 3113248 | ilo=10.122.49.242, Nic1=10.122.49.243, Nic2=10.122.49.244, Nic3=10.122.49.245, Nic4=10.122.49.246 | Sep 3 2014 4:30PM
San Jose | San Jose -> AT08ESR -> D4 | D4 | RU#06 | ACROFEATHOST7 |  | Hewlett-Packard | ProLiant | DL380 G7-LFF | HEPK281 | USE145KCJ5 | 3113249 | ilo=10.122.49.247, Nic1=10.122.49.248, Nic2=10.122.49.249, Nic3=10.122.49.250, Nic4=10.122.49.251 | Sep 3 2014 4:30PM
San Jose | San Jose -> AT08ESR -> D4 | D4 | RU#04 | ACROFEATHOST8 |  | Hewlett-Packard | ProLiant | DL380 G7-LFF | HEPK281 | USE145KCJ3 | 3113250 | ilo=10.122.49.252, Nic1=10.122.49.253, Nic2=10.122.49.254, Nic3=10.122.49.255, Nic4=10.122.50.52 | Sep 3 2014 4:30PM
San Jose | San Jose -> AT08ESR -> D4 | D4 | RU#02 | FRBUILD-WIN8 |  | Hewlett-Packard | ProLiant | DL380 G7-LFF | HEPK281 | USE149MRL7 | 3114009 | 10.122.48.163, ilo=10.122.50.78 | Sep 3 2014 4:29PM
San Jose | San Jose -> AT08ESR -> D4 | D4 | RU#42 | SJA08EDCILOSD | NETWORK SERVICES | Cisco Systems | Catalyst 2960 | 2960S-48FPD-L | CSCY014 | FOC1224U3E3 |  |  | Jan 27 2015 11:45AM
San Jose | San Jose -> AT08ESR -> D4 | D4 | RU#39 | ACROFEATHOST9 | LAB SERVICES | Hewlett-Packard | ProLiant | DL380p G8 - LFF | HEPC892 | 2M221503FY | 3119436 | 10.122.54.40 | Sep 3 2014 4:32PM
San Jose | San Jose -> AT08ESR -> D4 | D4 | RU#37 | ACROFEATHOST10 | LAB SERVICES | Hewlett-Packard | ProLiant | DL380p G8 - LFF | HEPC892 | 2M221502L5 | 3119433 | 10.122.54.45 | Sep 3 2014 4:32PM
San Jose | San Jose -> AT08ESR -> D4 | D4 | RU#35 | ACROFEATHOST11 | LAB SERVICES | Hewlett-Packard | ProLiant | DL380p G8 - LFF | HEPC892 | 2M2217010C | 3119432 | 10.122.54.50 | Sep 3 2014 4:31PM
San Jose | San Jose -> AT08ESR -> D4 | D4 | RU#33 | ACROFEATHOST12 | LAB SERVICES | Hewlett-Packard | ProLiant | DL380p G8 - LFF | HEPC892 | 2M221601JG | 3119434 | 10.122.54.55 | Sep 3 2014 4:31PM
San Jose | San Jose -> AT08ESR -> D4 | D4 | RU#31 | FRBUILD-WIN5 |  | Hewlett-Packard | ProLiant | DL380 G7-LFF | HEPK281 | USE149MRL2 | 3114002 | 10.122.48.67, ilo=10.122.50.71 | Sep 3 2014 4:31PM
San Jose | San Jose -> AT08ESR -> D4 | D4 | RU#29 | FRBUILD-WIN6 |  | Hewlett-Packard | ProLiant | DL380 G7-LFF | HEPK281 | USE149MRL8 | 3114006 | 10.122.48.148, ilo=10.122.50.74 | Sep 3 2014 4:31PM
San Jose | San Jose -> AT08ESR -> D4 | D4 | RU#27 | FRBUILD-WIN7 |  | Hewlett-Packard | ProLiant | DL380 G7-LFF | HEPK281 | USE149MRL5 | 3114008 | 10.122.48.158, ilo=10.122.50.76 | Sep 3 2014 4:31PM
San Jose | San Jose -> AT08ESR -> D4 | D4 | RU#25 | ACROFEATHOST13 | LAB SERVICES | Hewlett-Packard | ProLiant | DL380p G8 - LFF | HEPC892 | 2M221503FZ | 3119435 | 10.122.54.60 | Sep 3 2014 4:31PM
San Jose | San Jose -> AT08ESR -> D4 | D4 | RU#10 | ACROFEATHOST5 |  | Hewlett-Packard | ProLiant | DL380 G7-LFF | HEPK281 | USE145KCJ4 | 3113251 | ilo=10.122.48.195, Nic1=10.122.48.230, Nic2=10.122.48.231, Nic3=10.122.48.245, Nic4=10.122.48.255 | Sep 3 2014 4:30PM
San Jose | San Jose -> AT08ESR -> D5 | D5 | RU#37 | CHANG02 |  | Hewlett-Packard | ProLiant | DL380 G5 | HEPA633 | 2UX7320481 |  | 10.122.51.32 | Sep 3 2014 4:34PM
San Jose | San Jose -> AT08ESR -> D5 | D5 | RU#35 | FPLAYERBUILD3-LNX |  | Hewlett-Packard | ProLiant | DL380 G5 | HEPA633 | 2UX737038N |  | 10.122.49.99 | Sep 3 2014 4:34PM
San Jose | San Jose -> AT08ESR -> D5 | D5 | RU#29 | DVA-X01-WIN |  | Hewlett-Packard | ProLiant | DL320 G5 | HEPA848 | MX280101FU |  | 10.122.49.118 | Sep 3 2014 4:34PM
San Jose | San Jose -> AT08ESR -> D5 | D5 | RU#28 | CDCM-MACIMAGING-15 |  | Apple Computer | Xserve | Xserve | APPL078 | G88140Q4X8S |  | 10.122.51.12 | Sep 3 2014 4:34PM
San Jose | San Jose -> AT08ESR -> D5 | D5 | RU#27 | CDCM-MACIMAGING-16 |  | Apple Computer | Xserve | Xserve | APPL078 | G88140Q6X8S |  | 10.122.51.13 | Sep 3 2014 4:33PM
San Jose | San Jose -> AT08ESR -> D5 | D5 | RU#24 | CDCM-MACIMAGING-20 |  | Apple Computer | Xserve | Xserve | APPL078 | G88050FUX8S |  | 10.122.51.17 | Sep 3 2014 4:33PM
San Jose | San Jose -> AT08ESR -> D5 | D5 | RU#22 | ACRO-MAC-005 |  | Apple Computer | Xserve | Xserve | APPL078 | H00310K96HS | 3105686 | 10.122.48.149 | Sep 3 2014 4:33PM
San Jose | San Jose -> AT08ESR -> D5 | D5 | RU#21 | ACRO-MAC-006 |  | Apple Computer | Xserve | Xserve | APPL078 | H00310K76HS | 3105685 | 10.122.48.151 | Sep 3 2014 4:33PM
San Jose | San Jose -> AT08ESR -> D5 | D5 | RU#18 | PDU1 | DATA CENTER OPERATIONS | APC | PDU | AP9570 | APC772 |  |  |  | Sep 3 2014 4:33PM
San Jose | San Jose -> AT08ESR -> D5 | D5 | RU#16 | ADB_SWB_1 |  | Hewlett-Packard | ProLiant | 654081-B21 | HEPC786 | USE304TW07 |  |  | Sep 3 2014 4:32PM
San Jose | San Jose -> AT08ESR -> D5 | D5 | RU#15 | ADB_SWB_2 |  | Hewlett-Packard | ProLiant | 654081-B21 | HEPC786 | USE304TW0A |  | 10.122.53.166 | Sep 3 2014 4:32PM
San Jose | San Jose -> AT13ESR -> CABINET 1 | CABINET 1 | RU#09 | blanking panel |  | APC | NetShelter | AR8101BLK-4U | APC971 |  |  |  | Sep 3 2014 10:45AM
San Jose | San Jose -> AT13ESR -> CABINET 1 | CABINET 1 | RU#01 | blanking panel |  | APC | NetShelter | AR8101BLK-8U | APC972 |  |  |  | Sep 3 2014 10:45AM
San Jose | San Jose -> AT13ESR -> CABINET 1 | CABINET 1 | InOutPlug#2 | PDU2 |  | APC | PDU | AP7830 | APC965 |  |  |  | Sep 3 2014 10:45AM
San Jose | San Jose -> AT13ESR -> CABINET 1 | CABINET 1 | InOutPlug#1 | PDU1 |  | APC | PDU | AP7830 | APC965 |  |  |  | Sep 3 2014 10:45AM
San Jose | San Jose -> AT13ESR -> CABINET 1 | CABINET 1 | RU#42 | blanking panel |  | APC | NetShelter | AR8101BLK-1U | APC969 |  |  |  | Sep 3 2014 10:47AM
San Jose | San Jose -> AT13ESR -> CABINET 1 | CABINET 1 | RU#34 | blanking panel |  | APC | NetShelter | AR8101BLK-8U | APC972 |  |  |  | Sep 3 2014 10:47AM
San Jose | San Jose -> AT13ESR -> CABINET 1 | CABINET 1 | RU#33 | blanking panel |  | APC | NetShelter | AR8101BLK-1U | APC969 |  |  |  | Sep 3 2014 10:47AM
San Jose | San Jose -> AT13ESR -> CABINET 1 | CABINET 1 | RU#31 | blanking panel |  | APC | NetShelter | AR8101BLK-2U | APC970 |  |  |  | Sep 3 2014 10:47AM
San Jose | San Jose -> AT13ESR -> CABINET 1 | CABINET 1 | RU#30 | WIN-AGENT177 |  | Hewlett-Packard | ProLiant | DL320 G5p | HEPD383 | MX290201MU | 3098386 | 10.122.129.0 | Sep 3 2014 10:47AM
San Jose | San Jose -> AT13ESR -> CABINET 1 | CABINET 1 | RU#28 | MEERQEWEB1 |  | Hewlett-Packard | ProLiant | DL380 G5 | HEPA633 | 2UX74303RD |  | 10.122.128.80 | Sep 3 2014 10:47AM
San Jose | San Jose -> AT13ESR -> CABINET 1 | CABINET 1 | RU#26 | MEERQEWEB2 |  | Hewlett-Packard | ProLiant | DL380 G5 | HEPA633 | 2UX74201P2 |  | 10.122.128.82 | Sep 3 2014 10:47AM
San Jose | San Jose -> AT13ESR -> CABINET 1 | CABINET 1 | RU#24 | SJ2HPC06 | LAB SERVICES | Dell Computer | PowerEdge R-Series | PowerEdge R720-2.5 Drive | DELC972 | 673W8Z1 | 3128408 |  | Sep 3 2014 10:46AM
San Jose | San Jose -> AT13ESR -> CABINET 1 | CABINET 1 | RU#22 | SJ2HPC07 | LAB SERVICES | Dell Computer | PowerEdge R-Series | PowerEdge R720-2.5 Drive | DELC972 | 674X8Z1 | 3128403 |  | Sep 3 2014 10:46AM
San Jose | San Jose -> AT13ESR -> CABINET 1 | CABINET 1 | RU#20 | SJ2HPC08 | LAB SERVICES | Dell Computer | PowerEdge R-Series | PowerEdge R720-2.5 Drive | DELC972 | 675W8Z1 | 3128402 |  | Sep 3 2014 10:46AM
San Jose | San Jose -> AT13ESR -> CABINET 1 | CABINET 1 | RU#18 | SJ2HPC09 | LAB SERVICES | Dell Computer | PowerEdge R-Series | PowerEdge R720-2.5 Drive | DELC972 | 672Y8Z1 | 3128402 |  | Sep 3 2014 10:46AM
San Jose | San Jose -> AT13ESR -> CABINET 1 | CABINET 1 | RU#16 | SJ2HPC10 | LAB SERVICES | Dell Computer | PowerEdge R-Series | PowerEdge R720-2.5 Drive | DELC972 | 673X8Z1 | 3128409 |  | Sep 3 2014 10:46AM
San Jose | San Jose -> AT13ESR -> CABINET 1 | CABINET 1 | RU#15 | blanking panel |  | APC | NetShelter | AR8101BLK-1U | APC969 |  |  |  | Sep 3 2014 10:45AM
San Jose | San Jose -> AT13ESR -> CABINET 1 | CABINET 1 | RU#14 | HALA | SERVER SERVICES | Apple Computer | Xserve | Xserve | APPL078 | G87070AAV2Q | 3091968 | 10.122.129.101 | Sep 3 2014 10:45AM
San Jose | San Jose -> AT13ESR -> CABINET 1 | CABINET 1 | RU#13 | blanking panel |  | APC | NetShelter | AR8101BLK-1U | APC969 |  |  |  | Sep 3 2014 10:45AM
San Jose | San Jose -> AT13ESR -> CABINET 10 | CABINET 10 | RU#02 | SJ2DCA003 |  | Dell Computer | PowerEdge M-Series | PowerEdge M1000e | DELC001 | CWXC9S1 | 3108551 | 10.122.130.29 sj2dba017-drac, 10.122.130.30 sj2dba018-drac,10.122.130.31 sj2dba019-drac,10.122.130.32 sj2dba020-drac | Sep 3 2014 10:47AM
San Jose | San Jose -> AT13ESR -> CABINET 10 | CABINET 10 | RU#01 | blanking panel |  | APC | NetShelter | AR8101BLK-1U | APC969 |  |  |  | Sep 3 2014 10:47AM
San Jose | San Jose -> AT13ESR -> CABINET 10 | CABINET 10 | InOutPlug#2 | PDU2 |  | APC | PDU | AP7830 | APC965 |  |  |  | Sep 3 2014 10:47AM
San Jose | San Jose -> AT13ESR -> CABINET 10 | CABINET 10 | InOutPlug#1 | PDU1 |  | APC | PDU | AP7830 | APC965 |  |  |  | Sep 3 2014 10:47AM
San Jose | San Jose -> AT13ESR -> CABINET 10 | CABINET 10 | RU#41 | blanking panel |  | APC | NetShelter | AR8101BLK-2U | APC970 |  |  |  | Sep 3 2014 10:48AM
San Jose | San Jose -> AT13ESR -> CABINET 10 | CABINET 10 | RU#33 | blanking panel |  | APC | NetShelter | AR8101BLK-8U | APC972 |  |  |  | Sep 3 2014 10:48AM
San Jose | San Jose -> AT13ESR -> CABINET 10 | CABINET 10 | RU#25 | blanking panel |  | APC | NetShelter | AR8101BLK-8U | APC972 |  |  |  | Sep 3 2014 10:48AM
San Jose | San Jose -> AT13ESR -> CABINET 10 | CABINET 10 | RU#17 | blanking panel |  | APC | NetShelter | AR8101BLK-8U | APC972 |  |  |  | Sep 3 2014 10:48AM
San Jose | San Jose -> AT13ESR -> CABINET 10 | CABINET 10 | RU#13 | blanking panel |  | APC | NetShelter | AR8101BLK-4U | APC971 |  |  |  | Sep 3 2014 10:48AM
San Jose | San Jose -> AT13ESR -> CABINET 10 | CABINET 10 | RU#12 | blanking panel |  | APC | NetShelter | AR8101BLK-1U | APC969 |  |  |  | Sep 3 2014 10:48AM
San Jose | San Jose -> AT13ESR -> CABINET 11 | CABINET 11 | RU#02 | SJ2DCA002 | VPT SERVICES | Dell Computer | PowerEdge M-Series | PowerEdge M1000e | DELC001 | 1PCP5P1 | 3108551 | 10.122.130.27**10.122.130.15**10.122.130.16**10.122.130.17**10.122.130.18**10.122.130.19**10.122.130.20**10.122.130.21 | Sep 3 2014 10:48AM
San Jose | San Jose -> AT13ESR -> CABINET 11 | CABINET 11 | RU#01 | blanking panel |  | APC | NetShelter | AR8101BLK-1U | APC969 |  |  |  | Sep 3 2014 10:48AM
San Jose | San Jose -> AT13ESR -> CABINET 11 | CABINET 11 | RU#42 | blanking panel |  | APC | NetShelter | AR8101BLK-1U | APC969 |  |  |  | Sep 3 2014 10:49AM
San Jose | San Jose -> AT13ESR -> CABINET 11 | CABINET 11 | RU#41 | patch panel |  | Panduit | Mini-Com | CP24BL | PAND393 |  |  |  | Sep 3 2014 10:49AM
San Jose | San Jose -> AT13ESR -> CABINET 11 | CABINET 11 | RU#40 | blanking panel |  | APC | NetShelter | AR8101BLK-1U | APC969 |  |  |  | Sep 3 2014 10:48AM
San Jose | San Jose -> AT13ESR -> CABINET 11 | CABINET 11 | RU#36 | blanking panel |  | APC | NetShelter | AR8101BLK-4U | APC971 |  |  |  | Sep 3 2014 10:48AM
San Jose | San Jose -> AT13ESR -> CABINET 11 | CABINET 11 | RU#28 | blanking panel |  | APC | NetShelter | AR8101BLK-8U | APC972 |  |  |  | Sep 3 2014 10:48AM
San Jose | San Jose -> AT13ESR -> CABINET 11 | CABINET 11 | RU#20 | blanking panel |  | APC | NetShelter | AR8101BLK-8U | APC972 |  |  |  | Sep 3 2014 10:48AM
San Jose | San Jose -> AT13ESR -> CABINET 11 | CABINET 11 | RU#12 | blanking panel |  | APC | NetShelter | AR8101BLK-8U | APC972 |  |  |  | Sep 3 2014 10:48AM
San Jose | San Jose -> AT13ESR -> CABINET 11 -> SJ2DCA002 | SJ2DCA002 | Slot#8 | SJ2DBA016 |  | Dell Computer | PowerEdge M-Series | PowerEdge M910 | DELC565 | BW7X4P1 | 3108561 | 10.122.130.22 | Sep 3 2014 10:48AM
San Jose | San Jose -> AT13ESR -> CABINET 11 -> SJ2DCA002 | SJ2DCA002 | Slot#7 | SJ2DBA015 |  | Dell Computer | PowerEdge M-Series | PowerEdge M910 | DELC565 | DW7X4P1 | 3108561 | 10.122.130.21 | Sep 3 2014 10:48AM
San Jose | San Jose -> AT13ESR -> CABINET 11 -> SJ2DCA002 | SJ2DCA002 | Slot#6 | SJ2DBA014 |  | Dell Computer | PowerEdge M-Series | PowerEdge M910 | DELC565 | 7W7X4P1 | 3108561 | 10.122.130.20 | Sep 3 2014 10:48AM
San Jose | San Jose -> AT13ESR -> CABINET 11 -> SJ2DCA002 | SJ2DCA002 | Slot#5 | SJ2DBA013 |  | Dell Computer | PowerEdge M-Series | PowerEdge M910 | DELC565 | 6W7X4P1 | 3108561 | 10.122.130.19 | Sep 3 2014 10:48AM
San Jose | San Jose -> AT13ESR -> CABINET 11 -> SJ2DCA002 | SJ2DCA002 | Slot#4 | SJ2DBA012 |  | Dell Computer | PowerEdge M-Series | PowerEdge M910 | DELC565 | FW7X4P1 | 3108561 | 10.122.130.18 | Sep 3 2014 10:48AM
San Jose | San Jose -> AT13ESR -> CABINET 11 -> SJ2DCA002 | SJ2DCA002 | Slot#3 | SJ2DBA011 |  | Dell Computer | PowerEdge M-Series | PowerEdge M910 | DELC565 | 9W7X4P1 | 3108561 | 10.122.130.17 | Sep 3 2014 10:48AM
San Jose | San Jose -> AT13ESR -> CABINET 11 -> SJ2DCA002 | SJ2DCA002 | Slot#2 | SJ2DBA010 |  | Dell Computer | PowerEdge M-Series | PowerEdge M910 | DELC565 | CW7X4P1 | 3108561 | 10.122.130.16 | Sep 3 2014 10:48AM
San Jose | San Jose -> AT13ESR -> CABINET 11 -> SJ2DCA002 | SJ2DCA002 | Slot#1 | SJ2DBA009 |  | Dell Computer | PowerEdge M-Series | PowerEdge M910 | DELC565 | 8W7X4P1 | 3108561 | 10.122.130.15 | Sep 3 2014 10:48AM
San Jose | San Jose -> AT13ESR -> CABINET 12 | CABINET 12 | RU#02 | SJ2DCA001 | VPT SERVICES | Dell Computer | PowerEdge M-Series | PowerEdge M1000e | DELC001 | GN29QM1 |  | 10.122.130.13 | Sep 3 2014 10:49AM
San Jose | San Jose -> AT13ESR -> CABINET 12 | CABINET 12 | RU#01 | blanking panel |  | APC | NetShelter | AR8101BLK-1U | APC969 |  |  |  | Sep 3 2014 10:49AM
San Jose | San Jose -> AT13ESR -> CABINET 12 | CABINET 12 | RU#41 | blanking panel |  | APC | NetShelter | AR8101BLK-2U | APC970 |  |  |  | Sep 3 2014 10:50AM
San Jose | San Jose -> AT13ESR -> CABINET 12 | CABINET 12 | RU#40 | blanking panel |  | APC | NetShelter | AR8101BLK-1U | APC969 |  |  |  | Sep 3 2014 10:50AM
San Jose | San Jose -> AT13ESR -> CABINET 12 | CABINET 12 | RU#36 | blanking panel |  | APC | NetShelter | AR8101BLK-4U | APC971 |  |  |  | Sep 3 2014 10:49AM
San Jose | San Jose -> AT13ESR -> CABINET 12 | CABINET 12 | RU#28 | blanking panel |  | APC | NetShelter | AR8101BLK-8U | APC972 |  |  |  | Sep 3 2014 10:49AM
San Jose | San Jose -> AT13ESR -> CABINET 12 | CABINET 12 | RU#20 | blanking panel |  | APC | NetShelter | AR8101BLK-8U | APC972 |  |  |  | Sep 3 2014 10:49AM
San Jose | San Jose -> AT13ESR -> CABINET 12 | CABINET 12 | RU#12 | blanking panel |  | APC | NetShelter | AR8101BLK-8U | APC972 |  |  |  | Sep 3 2014 10:49AM
San Jose | San Jose -> AT13ESR -> CABINET 12 -> SJ2DCA001 | SJ2DCA001 | Slot#8 | SJ2DBA008 |  | Dell Computer | PowerEdge M-Series | PowerEdge M910 | DELC565 | 1P29QM1 |  |  | Sep 3 2014 10:49AM
San Jose | San Jose -> AT13ESR -> CABINET 12 -> SJ2DCA001 | SJ2DCA001 | Slot#7 | SJ2DBA006 |  | Dell Computer | PowerEdge M-Series | PowerEdge M910 | DELC565 | HN29QM1 |  |  | Sep 3 2014 10:49AM
San Jose | San Jose -> AT13ESR -> CABINET 12 -> SJ2DCA001 | SJ2DCA001 | Slot#6 | SJ2DBA005 |  | Dell Computer | PowerEdge M-Series | PowerEdge M910 | DELC565 | JN29QM1 |  |  | Sep 3 2014 10:49AM
San Jose | San Jose -> AT13ESR -> CABINET 12 -> SJ2DCA001 | SJ2DCA001 | Slot#5 | SJ2DBA004 |  | Dell Computer | PowerEdge M-Series | PowerEdge M910 | DELC565 | 6RHRWP1 |  |  | Sep 3 2014 10:49AM
San Jose | San Jose -> AT13ESR -> CABINET 12 -> SJ2DCA001 | SJ2DCA001 | Slot#4 | SJ2DBA003 |  | Dell Computer | PowerEdge M-Series | PowerEdge M910 | DELC565 | 5P29QM1 |  |  | Sep 3 2014 10:49AM
San Jose | San Jose -> AT13ESR -> CABINET 12 -> SJ2DCA001 | SJ2DCA001 | Slot#3 | SJ2DBA002 |  | Dell Computer | PowerEdge M-Series | PowerEdge M910 | DELC565 | 4P29QM1 |  |  | Sep 3 2014 10:49AM
San Jose | San Jose -> AT13ESR -> CABINET 12 -> SJ2DCA001 | SJ2DCA001 | Slot#2 | SJ2DBA001 |  | Dell Computer | PowerEdge M-Series | PowerEdge M910 | DELC565 | 3P29QM1 |  |  | Sep 3 2014 10:49AM
San Jose | San Jose -> AT13ESR -> CABINET 12 -> SJ2DCA001 | SJ2DCA001 | Slot#1 | SJ2DBA007 |  | Dell Computer | PowerEdge M-Series | PowerEdge M910 | DELC565 | 2P29QM1 |  |  | Sep 3 2014 10:49AM
San Jose | San Jose -> AT13ESR -> CABINET 13 | CABINET 13 | RU#09 | blanking panel |  | APC | NetShelter | AR8101BLK-8U | APC972 |  |  |  | Sep 3 2014 10:50AM
San Jose | San Jose -> AT13ESR -> CABINET 13 | CABINET 13 | RU#01 | blanking panel |  | APC | NetShelter | AR8101BLK-8U | APC972 |  |  |  | Sep 3 2014 10:50AM
San Jose | San Jose -> AT13ESR -> CABINET 13 | CABINET 13 | InOutPlug#2 | PDU2 |  | APC | PDU | AP7830 | APC965 |  |  |  | Sep 3 2014 10:50AM
San Jose | San Jose -> AT13ESR -> CABINET 13 | CABINET 13 | InOutPlug#1 | PDU1 |  | APC | PDU | AP7830 | APC965 |  |  |  | Sep 3 2014 10:50AM
San Jose | San Jose -> AT13ESR -> CABINET 13 | CABINET 13 | RU#41 | cable manager |  | Chatsworth Products | Cable Management | 30130-719 | CHPR213 |  |  |  | Sep 3 2014 10:51AM
San Jose | San Jose -> AT13ESR -> CABINET 13 | CABINET 13 | RU#40 | FUZZER01 |  | Hewlett-Packard | ProLiant | DL160 G6 | HEPD973 | MXQ94303UY | 6022785 | 10.122.128.123, 10.122.128.162 | Sep 3 2014 10:51AM
San Jose | San Jose -> AT13ESR -> CABINET 13 | CABINET 13 | RU#39 | FUZZER02 |  | Hewlett-Packard | ProLiant | DL160 G6 | HEPD973 | MXQ94303T7 | 6022786 | 10.122.129.154, 10.122.129.155 | Sep 3 2014 10:51AM
San Jose | San Jose -> AT13ESR -> CABINET 13 | CABINET 13 | RU#38 | FUZZER03 |  | Hewlett-Packard | ProLiant | DL160 G6 | HEPD973 | MXQ94303UK | 6022789 | 10.122.129.156, 10.122.129.157 | Sep 3 2014 10:51AM
San Jose | San Jose -> AT13ESR -> CABINET 13 | CABINET 13 | RU#37 | FUZZER04 |  | Hewlett-Packard | ProLiant | DL160 G6 | HEPD973 | MXQ94303PR | 6022788 | 10.122.129.158, 10.122.129.159 | Sep 3 2014 10:51AM
San Jose | San Jose -> AT13ESR -> CABINET 13 | CABINET 13 | RU#36 | FUZZER05 |  | Hewlett-Packard | ProLiant | DL160 G6 | HEPD973 | MXQ94303UV | 6022787 | 10.122.129.160, 10.122.129.161 | Sep 3 2014 10:51AM
San Jose | San Jose -> AT13ESR -> CABINET 13 | CABINET 13 | RU#35 | FUZZER06 |  | Hewlett-Packard | ProLiant | DL160 G6 | HEPD973 | MXQ94107V7 | 6022790 | 10.122.129.162, 10.122.129.163 | Sep 3 2014 10:51AM
San Jose | San Jose -> AT13ESR -> CABINET 13 | CABINET 13 | RU#34 | S1.DEV2 |  | Super Micro Computer | SuperChassis | SC113TQ-700CB | SUPR759 | S6015BTP8108655 |  | 10.122.235.49 | Sep 3 2014 10:51AM
San Jose | San Jose -> AT13ESR -> CABINET 13 | CABINET 13 | RU#33 | S2.DEV2 |  | Super Micro Computer | SuperChassis | SC113TQ-700CB | SUPR759 | S60FBNT27A08721 |  | 10.122.235.49 | Sep 3 2014 10:51AM
San Jose | San Jose -> AT13ESR -> CABINET 13 | CABINET 13 | RU#32 | S3.DEV2 |  | Super Micro Computer | SuperChassis | SC113TQ-700CB | SUPR759 | S6015BTP7204241 |  | 10.122.235.51 | Sep 3 2014 10:51AM
San Jose | San Jose -> AT13ESR -> CABINET 13 | CABINET 13 | RU#31 | S4.DEV2 |  | Super Micro Computer | SuperChassis | SC113TQ-700CB | SUPR759 | S6015BU27001674 |  | 10.122.235.52 | Sep 3 2014 10:51AM
San Jose | San Jose -> AT13ESR -> CABINET 13 | CABINET 13 | RU#30 | S5.DEV2 |  | Super Micro Computer | SuperChassis | SC113TQ-700CB | SUPR759 | S6015BTP7410437 |  | 10.122.235.53 | Sep 3 2014 10:50AM
San Jose | San Jose -> AT13ESR -> CABINET 13 | CABINET 13 | RU#29 | S6.DEV2 |  | Super Micro Computer | SuperChassis | SC113TQ-700CB | SUPR759 | S6015BTP7410436 |  | 10.122.235.54 | Sep 3 2014 10:50AM
San Jose | San Jose -> AT13ESR -> CABINET 13 | CABINET 13 | RU#28 | SVN1 |  | Hewlett-Packard | ProLiant | DL160 G5 | HEPD380 | USE821N231 |  | 10.122.235.56 | Sep 3 2014 10:50AM
San Jose | San Jose -> AT13ESR -> CABINET 13 | CABINET 13 | RU#27 | KS |  | Hewlett-Packard | ProLiant | DL160 G5 | HEPD380 | USE809NBT2 |  | 10.122.235.57 | Sep 3 2014 10:50AM
San Jose | San Jose -> AT13ESR -> CABINET 13 | CABINET 13 | RU#25 | SM4 |  | Hewlett-Packard | ProLiant | DL380 G5 | HEPA633 | USE850N08L |  | 10.122.235.58 | Sep 3 2014 10:50AM
San Jose | San Jose -> AT13ESR -> CABINET 13 | CABINET 13 | RU#24 | blanking panel |  | APC | NetShelter | AR8101BLK-1U | APC969 |  |  |  | Sep 3 2014 10:50AM
San Jose | San Jose -> AT13ESR -> CABINET 13 | CABINET 13 | RU#22 | cable manager |  | Chatsworth Products | Cable Management | 30130-719 | CHPR213 |  |  |  | Sep 3 2014 10:50AM
San Jose | San Jose -> AT13ESR -> CABINET 13 | CABINET 13 | RU#21 | blanking panel |  | APC | NetShelter | AR8101BLK-1U | APC969 |  |  |  | Sep 3 2014 10:50AM
San Jose | San Jose -> AT13ESR -> CABINET 13 | CABINET 13 | RU#17 | blanking panel |  | APC | NetShelter | AR8101BLK-4U | APC971 |  |  |  | Sep 3 2014 10:50AM
San Jose | San Jose -> AT13ESR -> CABINET 14 | CABINET 14 | RU#09 | PURE STORAGE ARRAY1 | STORAGE SERVICES | Generic Altima Technologies Rackmountable | General Rackmount Equipment | 2U Storage System | 0GRM166 | 207306 | NA | NA | Sep 3 2014 10:52AM
San Jose | San Jose -> AT13ESR -> CABINET 14 | CABINET 14 | RU#07 | PURE STORAGE ARRAY0 | STORAGE SERVICES | Generic Altima Technologies Rackmountable | General Rackmount Equipment | 2U Storage System | 0GRM166 | 207306 | NA | NA | Sep 3 2014 10:52AM
San Jose | San Jose -> AT13ESR -> CABINET 14 | CABINET 14 | RU#04 | PURE STORAGE SJPSc0 |  | Hitachi Data Systems | Thunder 9500V Series | 9530V | HDS104 | 7MTPM02 |  | Sjhds29c0&gt;10.122.128.102;Sjhds29c1&gt;10.122.128.103 | Sep 3 2014 10:52AM
San Jose | San Jose -> AT13ESR -> CABINET 14 | CABINET 14 | RU#01 | PURE STORAGE SJPSc1 |  | Hitachi Data Systems | Thunder 9500V Series | 9530V | HDS104 | 7MHSM02 |  | Sjhds29c0&gt;10.122.128.102;Sjhds29c1&gt;10.122.128.103 | Sep 3 2014 10:52AM
San Jose | San Jose -> AT13ESR -> CABINET 14 | CABINET 14 | InOutPlug#2 | PDU2 |  | APC | PDU | AP7830 | APC965 |  |  |  | Sep 3 2014 10:51AM
San Jose | San Jose -> AT13ESR -> CABINET 14 | CABINET 14 | InOutPlug#1 | PDU1 |  | APC | PDU | AP7830 | APC965 |  |  |  | Sep 3 2014 10:52AM
San Jose | San Jose -> AT13ESR -> CABINET 14 | CABINET 14 | RU#42 | blanking panel |  | APC | NetShelter | AR8101BLK-1U | APC969 |  |  |  | Sep 4 2014 1:06PM
San Jose | San Jose -> AT13ESR -> CABINET 14 | CABINET 14 | RU#41 | cable manager |  | APC | NetShelter | AR8108BLK | APC978 |  |  |  | Sep 3 2014 10:53AM
San Jose | San Jose -> AT13ESR -> CABINET 14 | CABINET 14 | RU#40 | blanking panel |  | APC | NetShelter | AR8101BLK-1U | APC969 |  |  |  | Sep 3 2014 10:53AM
San Jose | San Jose -> AT13ESR -> CABINET 14 | CABINET 14 | RU#36 | blanking panel |  | APC | NetShelter | AR8101BLK-4U | APC971 |  |  |  | Sep 3 2014 10:53AM
San Jose | San Jose -> AT13ESR -> CABINET 14 | CABINET 14 | RU#35 | cable manager |  | APC | NetShelter | AR8108BLK | APC978 |  |  |  | Sep 3 2014 10:53AM
San Jose | San Jose -> AT13ESR -> CABINET 14 | CABINET 14 | RU#34 | blanking panel |  | APC | NetShelter | AR8101BLK-1U | APC969 |  |  |  | Sep 3 2014 10:53AM
San Jose | San Jose -> AT13ESR -> CABINET 14 | CABINET 14 | RU#30 | blanking panel |  | APC | NetShelter | AR8101BLK-4U | APC971 |  |  |  | Sep 3 2014 10:53AM
San Jose | San Jose -> AT13ESR -> CABINET 14 | CABINET 14 | RU#29 | cable manager |  | APC | NetShelter | AR8108BLK | APC978 |  |  |  | Sep 3 2014 10:53AM
San Jose | San Jose -> AT13ESR -> CABINET 14 | CABINET 14 | RU#28 | SNJSWAAS-CM-STAGE |  | Cisco Systems | Cisco Wide Area Virtualization Engine | WAVE-574-K9 | CISY650 | FHC1622V0JM | 3116896 |  | Sep 3 2014 10:53AM
San Jose | San Jose -> AT13ESR -> CABINET 14 | CABINET 14 | RU#27 | SNJSWAAS-LOCAL-STAGE |  | Cisco Systems | Wide Area Application Virtualization Engine | WAVE-594-K9 | CSCY915 | FCH1622V0KX | 3116898 |  | Oct 6 2014 7:10PM
San Jose | San Jose -> AT13ESR -> CABINET 14 | CABINET 14 | RU#26 | SNJSWAAS-REMOTE-STAGE |  | Cisco Systems | Wide Area Application Virtualization Engine | WAVE-594-K9 | CSCY915 | FCH1622V0KL | 3116897 |  | Oct 6 2014 7:14PM
San Jose | San Jose -> AT13ESR -> CABINET 14 | CABINET 14 | RU#25 | cable manager |  | Chatsworth Products | Cable Management | 30529-719 | CHPR536 |  |  |  | Sep 3 2014 10:52AM
San Jose | San Jose -> AT13ESR -> CABINET 14 | CABINET 14 | RU#17 | blanking panel |  | APC | NetShelter | AR8101BLK-8U | APC972 |  |  |  | Sep 3 2014 10:52AM
San Jose | San Jose -> AT13ESR -> CABINET 14 | CABINET 14 | RU#16 | cable manager |  | Chatsworth Products | Cable Management | 30529-719 | CHPR536 |  |  |  | Sep 3 2014 10:52AM
San Jose | San Jose -> AT13ESR -> CABINET 14 | CABINET 14 | RU#15 | blanking panel |  | APC | NetShelter | AR8101BLK-1U | APC969 |  |  |  | Sep 3 2014 10:52AM
San Jose | San Jose -> AT13ESR -> CABINET 14 | CABINET 14 | RU#13 | blanking panel |  | APC | NetShelter | AR8101BLK-2U | APC970 |  |  |  | Sep 3 2014 10:52AM
San Jose | San Jose -> AT13ESR -> CABINET 14 | CABINET 14 | RU#11 | blanking panel |  | APC | NetShelter | AR8101BLK-2U | APC970 |  |  |  | Sep 3 2014 10:52AM
San Jose | San Jose -> AT13ESR -> CABINET 15 | CABINET 15 | RU#01 | SJA13ESRSB | NETWORK SERVICES | Cisco Systems | Catalyst 6500 | WS-C6509 | CSCA203 | SMG1222N5P9 |  | 10.122.0.9 | Sep 3 2014 10:54AM
San Jose | San Jose -> AT13ESR -> CABINET 15 | CABINET 15 | InOutPlug#2 | PDU2 | DATA CENTER OPERATIONS | APC | PDU | AP7830 | APC965 |  |  |  | Sep 3 2014 10:53AM
San Jose | San Jose -> AT13ESR -> CABINET 15 | CABINET 15 | InOutPlug#1 | PDU1 | DATA CENTER OPERATIONS | APC | PDU | AP7830 | APC965 |  |  |  | Sep 3 2014 10:53AM
San Jose | San Jose -> AT13ESR -> CABINET 15 | CABINET 15 | RU#41 | cable manager |  | Chatsworth Products | Cable Management | 30130-719 | CHPR213 |  |  |  | Sep 3 2014 10:55AM
San Jose | San Jose -> AT13ESR -> CABINET 15 | CABINET 15 | RU#39 | patch panel |  | Panduit | Mini-Com | CP48BL | PAND394 |  |  |  | Sep 3 2014 10:55AM
San Jose | San Jose -> AT13ESR -> CABINET 15 | CABINET 15 | RU#37 | cable manager |  | Chatsworth Products | Cable Management | 30130-719 | CHPR213 |  |  |  | Sep 3 2014 10:55AM
San Jose | San Jose -> AT13ESR -> CABINET 15 | CABINET 15 | RU#35 | patch panel |  | Panduit | Mini-Com | CP48BL | PAND394 |  |  |  | Sep 3 2014 10:55AM
San Jose | San Jose -> AT13ESR -> CABINET 15 | CABINET 15 | RU#33 | cable manager |  | Chatsworth Products | Cable Management | 30130-719 | CHPR213 |  |  |  | Sep 3 2014 10:54AM
San Jose | San Jose -> AT13ESR -> CABINET 15 | CABINET 15 | RU#32 | patch panel |  | Panduit | Mini-Com | CP24BL | PAND393 |  |  |  | Sep 3 2014 10:54AM
San Jose | San Jose -> AT13ESR -> CABINET 15 | CABINET 15 | RU#30 | cable manager |  | Chatsworth Products | Cable Management | 30130-719 | CHPR213 |  |  |  | Sep 3 2014 10:54AM
San Jose | San Jose -> AT13ESR -> CABINET 15 | CABINET 15 | RU#29 | CONAT13 | DATA CENTER OPERATIONS | Cyclades | AlterPath | ATP0150 | CYCL018 | 140060783 |  |  | Sep 3 2014 10:54AM
San Jose | San Jose -> AT13ESR -> CABINET 15 | CABINET 15 | RU#28 | SJA13ESRILOSD | NETWORK SERVICES | Cisco Systems | Catalyst 3550 | WS-C3550-48-SMI-48 | CSCO496 | FOC1223Y10S |  | 10.122.128.15 | Sep 3 2014 10:54AM
San Jose | San Jose -> AT13ESR -> CABINET 15 | CABINET 15 | RU#27 | blanking panel |  | APC | NetShelter | AR8101BLK-1U | APC969 |  |  |  | Sep 3 2014 10:54AM
San Jose | San Jose -> AT13ESR -> CABINET 15 | CABINET 15 | RU#24 | blanking panel |  | APC | NetShelter | AR8101BLK-3U | APCC280 |  |  |  | Oct 7 2014 5:49PM
San Jose | San Jose -> AT13ESR -> CABINET 15 | CABINET 15 | RU#23 | SJC-AT13XPFW |  | Juniper Networks | SRX Series | SRX240 | JUNP697 | AG0810AA0180 |  |  | Oct 7 2014 5:49PM
San Jose | San Jose -> AT13ESR -> CABINET 15 | CABINET 15 | RU#20 | blanking panel |  | APC | NetShelter | AR8101BLK-3U | APCC280 |  |  |  | Sep 4 2014 1:15PM
San Jose | San Jose -> AT13ESR -> CABINET 15 | CABINET 15 | RU#16 | blanking panel |  | APC | NetShelter | AR8101BLK-4U | APC971 |  |  |  | Sep 4 2014 1:15PM
San Jose | San Jose -> AT13ESR -> CABINET 16 | CABINET 16 | RU#01 | SJA13ESRSA | NETWORK SERVICES | Cisco Systems | Catalyst 6000 | Catalyst 6009 | CSCA201 | SMG1222N5NA |  | 10.122.0.8 | Sep 3 2014 10:56AM
San Jose | San Jose -> AT13ESR -> CABINET 16 | CABINET 16 | InOutPlug#2 | PDU2 | DATA CENTER OPERATIONS | APC | PDU | AP7830 | APC965 |  |  |  | Sep 3 2014 10:55AM
San Jose | San Jose -> AT13ESR -> CABINET 16 | CABINET 16 | InOutPlug#1 | PDU1 | DATA CENTER OPERATIONS | APC | PDU | AP7830 | APC965 |  |  |  | Sep 3 2014 10:55AM
San Jose | San Jose -> AT13ESR -> CABINET 16 | CABINET 16 | RU#41 | cable manager |  | Chatsworth Products | Cable Management | 30130-719 | CHPR213 |  |  |  | Sep 3 2014 10:58AM
San Jose | San Jose -> AT13ESR -> CABINET 16 | CABINET 16 | RU#39 | patch panel |  | Panduit | Mini-Com | CP48BL | PAND394 |  |  |  | Sep 3 2014 10:58AM
San Jose | San Jose -> AT13ESR -> CABINET 16 | CABINET 16 | RU#37 | cable manager |  | Chatsworth Products | Cable Management | 30130-719 | CHPR213 |  |  |  | Sep 3 2014 10:57AM
San Jose | San Jose -> AT13ESR -> CABINET 16 | CABINET 16 | RU#35 | patch panel |  | Panduit | Mini-Com | CP48BL | PAND394 |  |  |  | Sep 3 2014 10:57AM
San Jose | San Jose -> AT13ESR -> CABINET 16 | CABINET 16 | RU#33 | cable manager |  | Chatsworth Products | Cable Management | 30130-719 | CHPR213 |  |  |  | Sep 3 2014 10:57AM
San Jose | San Jose -> AT13ESR -> CABINET 16 | CABINET 16 | RU#31 | patch panel |  | Panduit | Mini-Com | CP48BL | PAND394 |  |  |  | Sep 3 2014 10:57AM
San Jose | San Jose -> AT13ESR -> CABINET 16 | CABINET 16 | RU#29 | cable manager |  | Chatsworth Products | Cable Management | 30130-719 | CHPR213 |  |  |  | Sep 3 2014 10:56AM
San Jose | San Jose -> AT13ESR -> CABINET 16 | CABINET 16 | RU#28 | SJA13ESRILOSC | NETWORK SERVICES | Cisco Systems | Catalyst 3550 | WS-C3550-48-SMI-48 | CSCO496 | FOC1223X1AW |  | 10.122.128.14 | Sep 3 2014 10:56AM
San Jose | San Jose -> AT13ESR -> CABINET 16 | CABINET 16 | RU#27 | blanking panel |  | APC | NetShelter | AR8101BLK-1U | APC969 |  |  |  | Sep 3 2014 10:56AM
San Jose | San Jose -> AT13ESR -> CABINET 16 | CABINET 16 | RU#23 | blanking panel |  | APC | NetShelter | AR8101BLK-4U | APC971 |  |  |  | Sep 3 2014 10:56AM
San Jose | San Jose -> AT13ESR -> CABINET 16 | CABINET 16 | RU#20 | blanking panel |  | APC | NetShelter | AR8101BLK-3U | APCC280 |  |  |  | Sep 4 2014 1:23PM
San Jose | San Jose -> AT13ESR -> CABINET 16 | CABINET 16 | RU#16 | blanking panel |  | APC | NetShelter | AR8101BLK-4U | APC971 |  |  |  | Sep 4 2014 1:23PM
San Jose | San Jose -> AT13ESR -> CABINET 17 | CABINET 17 | RU#09 | SJHDS29 SHELF19 | STORAGE SERVICES | Generic Altima Technologies Rackmountable | General Rackmount Equipment | 2U Storage System | 0GRM166 | 214246 | NA | NA | Sep 3 2014 10:58AM
San Jose | San Jose -> AT13ESR -> CABINET 17 | CABINET 17 | RU#07 | SJHDS29 SHELF18 | STORAGE SERVICES | Generic Altima Technologies Rackmountable | General Rackmount Equipment | 2U Storage System | 0GRM166 | 210545 | NA | NA | Sep 3 2014 10:58AM
San Jose | San Jose -> AT13ESR -> CABINET 17 | CABINET 17 | RU#05 | SJHDS29 SHELF17 | STORAGE SERVICES | Generic Altima Technologies Rackmountable | General Rackmount Equipment | 2U Storage System | 0GRM166 | 210595 | NA | NA | Sep 3 2014 10:58AM
San Jose | San Jose -> AT13ESR -> CABINET 17 | CABINET 17 | RU#03 | SJHDS29 SHELF16 | STORAGE SERVICES | Generic Altima Technologies Rackmountable | General Rackmount Equipment | 2U Storage System | 0GRM166 | 210488 | NA | NA | Sep 3 2014 10:58AM
San Jose | San Jose -> AT13ESR -> CABINET 17 | CABINET 17 | RU#01 | SJHDS29 SHELF15 | STORAGE SERVICES | Generic Altima Technologies Rackmountable | General Rackmount Equipment | 2U Storage System | 0GRM166 | 210594 | NA | NA | Sep 3 2014 10:58AM
San Jose | San Jose -> AT13ESR -> CABINET 17 | CABINET 17 | InOutPlug#2 | PDU2 | DATA CENTER OPERATIONS | APC | PDU | AP7830 | APC965 |  |  |  | Sep 3 2014 10:58AM
San Jose | San Jose -> AT13ESR -> CABINET 17 | CABINET 17 | InOutPlug#1 | PDU1 | DATA CENTER OPERATIONS | APC | PDU | AP7830 | APC965 |  |  |  | Sep 3 2014 10:58AM
San Jose | San Jose -> AT13ESR -> CABINET 17 | CABINET 17 | RU#41 | blanking panel |  | APC | NetShelter | AR8101BLK-2U | APC970 |  |  |  | Sep 3 2014 10:59AM
San Jose | San Jose -> AT13ESR -> CABINET 17 | CABINET 17 | RU#39 | blanking panel |  | APC | NetShelter | AR8101BLK-2U | APC970 |  |  |  | Sep 3 2014 10:59AM
San Jose | San Jose -> AT13ESR -> CABINET 17 | CABINET 17 | RU#37 | blanking panel |  | APC | NetShelter | AR8101BLK-2U | APC970 |  |  |  | Sep 3 2014 10:59AM
San Jose | San Jose -> AT13ESR -> CABINET 17 | CABINET 17 | RU#35 | blanking panel |  | APC | NetShelter | AR8101BLK-2U | APC970 |  |  |  | Sep 3 2014 10:59AM
San Jose | San Jose -> AT13ESR -> CABINET 17 | CABINET 17 | RU#33 | blanking panel |  | APC | NetShelter | AR8101BLK-2U | APC970 |  |  |  | Sep 3 2014 10:59AM
San Jose | San Jose -> AT13ESR -> CABINET 17 | CABINET 17 | RU#31 | blanking panel |  | APC | NetShelter | AR8101BLK-2U | APC970 |  |  |  | Sep 3 2014 10:59AM
San Jose | San Jose -> AT13ESR -> CABINET 17 | CABINET 17 | RU#29 | blanking panel |  | APC | NetShelter | AR8101BLK-2U | APC970 |  |  |  | Sep 3 2014 10:59AM
San Jose | San Jose -> AT13ESR -> CABINET 17 | CABINET 17 | RU#27 | blanking panel |  | APC | NetShelter | AR8101BLK-2U | APC970 |  |  |  | Sep 3 2014 10:59AM
San Jose | San Jose -> AT13ESR -> CABINET 17 | CABINET 17 | RU#25 | blanking panel |  | APC | NetShelter | AR8101BLK-2U | APC970 |  |  |  | Sep 3 2014 10:59AM
San Jose | San Jose -> AT13ESR -> CABINET 17 | CABINET 17 | RU#23 | blanking panel |  | APC | NetShelter | AR8101BLK-2U | APC970 |  |  |  | Sep 3 2014 10:59AM
San Jose | San Jose -> AT13ESR -> CABINET 17 | CABINET 17 | RU#21 | blanking panel |  | APC | NetShelter | AR8101BLK-2U | APC970 |  |  |  | Sep 3 2014 10:59AM
San Jose | San Jose -> AT13ESR -> CABINET 17 | CABINET 17 | RU#19 | blanking panel |  | APC | NetShelter | AR8101BLK-2U | APC970 |  |  |  | Sep 3 2014 10:59AM
San Jose | San Jose -> AT13ESR -> CABINET 17 | CABINET 17 | RU#17 | blanking panel |  | APC | NetShelter | AR8101BLK-2U | APC970 |  |  |  | Sep 3 2014 10:58AM
San Jose | San Jose -> AT13ESR -> CABINET 17 | CABINET 17 | RU#15 | blanking panel |  | APC | NetShelter | AR8101BLK-2U | APC970 |  |  |  | Sep 3 2014 10:58AM
San Jose | San Jose -> AT13ESR -> CABINET 17 | CABINET 17 | RU#13 | blanking panel |  | APC | NetShelter | AR8101BLK-2U | APC970 |  |  |  | Sep 3 2014 10:58AM
San Jose | San Jose -> AT13ESR -> CABINET 17 | CABINET 17 | RU#11 | SJHDS29 SHELF20 | STORAGE SERVICES | Generic Altima Technologies Rackmountable | General Rackmount Equipment | 2U Storage System | 0GRM166 | 214247 | NA | NA | Sep 3 2014 10:58AM
San Jose | San Jose -> AT13ESR -> CABINET 18 | CABINET 18 | RU#08 | SJHDS29-SHELF2 | STORAGE SERVICES | Isilon Systems | IQ Series | IQ 4800i | ISLN006 | 204690 |  |  | Sep 3 2014 11:00AM
San Jose | San Jose -> AT13ESR -> CABINET 18 | CABINET 18 | RU#06 | SJHDS29-SHELF1 | STORAGE SERVICES | Isilon Systems | IQ Series | IQ 4800i | ISLN006 | 204689 |  |  | Sep 3 2014 11:00AM
San Jose | San Jose -> AT13ESR -> CABINET 18 | CABINET 18 | RU#04 | SJHDS29-SHELF0 | STORAGE SERVICES | Isilon Systems | IQ Series | IQ 4800i | ISLN006 | 204687 |  |  | Sep 3 2014 10:59AM
San Jose | San Jose -> AT13ESR -> CABINET 18 | CABINET 18 | RU#01 | SJHDS29 | STORAGE SERVICES | Hitachi Data Systems | Thunder 9500V Series | 9530V | HDS104 | 93040234 |  | Sjhds29c0&gt;10.122.128.102;Sjhds29c1&gt;10.122.128.103 | Sep 3 2014 10:59AM
San Jose | San Jose -> AT13ESR -> CABINET 18 | CABINET 18 | InOutPlug#2 | PDU2 | DATA CENTER OPERATIONS | APC | PDU | AP7830 | APC965 |  |  |  | Sep 3 2014 10:59AM
San Jose | San Jose -> AT13ESR -> CABINET 18 | CABINET 18 | InOutPlug#1 | PDU1 | DATA CENTER OPERATIONS | APC | PDU | AP7830 | APC965 |  |  |  | Sep 3 2014 10:59AM
San Jose | San Jose -> AT13ESR -> CABINET 18 | CABINET 18 | RU#41 | AT13ESR-EVMON #2 | DATA CENTER OPERATIONS | Belkin Components | OmniView | F1D108-OSD | BELK012 | (Mac) 00-0B-DC-00-A4-9C |  | 10.122.128.62 | Sep 3 2014 11:01AM
San Jose | San Jose -> AT13ESR -> CABINET 18 | CABINET 18 | RU#40 | blanking panel |  | APC | NetShelter | AR8101BLK-1U | APC969 |  |  |  | Sep 4 2014 2:52PM
San Jose | San Jose -> AT13ESR -> CABINET 18 | CABINET 18 | RU#38 | blanking panel |  | APC | NetShelter | AR8109BLK | APC979 |  |  |  | Sep 3 2014 11:01AM
San Jose | San Jose -> AT13ESR -> CABINET 18 | CABINET 18 | RU#36 | blanking panel |  | APC | NetShelter | AR8109BLK | APC979 |  |  |  | Sep 3 2014 11:01AM
San Jose | San Jose -> AT13ESR -> CABINET 18 | CABINET 18 | RU#34 | blanking panel |  | APC | NetShelter | AR8109BLK | APC979 |  |  |  | Sep 3 2014 11:01AM
San Jose | San Jose -> AT13ESR -> CABINET 18 | CABINET 18 | RU#32 | SJHDS29-SHELF14 | STORAGE SERVICES | Generic Altima Technologies Rackmountable | General Rackmount Equipment | 2U Storage System | 0GRM166 | 206263 | NA | NA | Sep 3 2014 11:00AM
San Jose | San Jose -> AT13ESR -> CABINET 18 | CABINET 18 | RU#30 | SJHDS29-SHELF13 | STORAGE SERVICES | Generic Altima Technologies Rackmountable | General Rackmount Equipment | 2U Storage System | 0GRM166 | 204829 | NA | NA | Sep 3 2014 11:00AM
San Jose | San Jose -> AT13ESR -> CABINET 18 | CABINET 18 | RU#28 | SJHDS29-SHELF12 | STORAGE SERVICES | Generic Altima Technologies Rackmountable | General Rackmount Equipment | 2U Storage System | 0GRM166 | 100070 | NA | NA | Sep 3 2014 11:00AM
San Jose | San Jose -> AT13ESR -> CABINET 18 | CABINET 18 | RU#26 | SJHDS29-SHELF11 | STORAGE SERVICES | Generic Altima Technologies Rackmountable | General Rackmount Equipment | 2U Storage System | 0GRM166 | 206284 | NA | NA | Sep 3 2014 11:00AM
San Jose | San Jose -> AT13ESR -> CABINET 18 | CABINET 18 | RU#24 | SJHDS29-SHELF10 | STORAGE SERVICES | Generic Altima Technologies Rackmountable | General Rackmount Equipment | 2U Storage System | 0GRM166 | 204830 | NA | NA | Sep 3 2014 11:00AM
San Jose | San Jose -> AT13ESR -> CABINET 18 | CABINET 18 | RU#22 | SJHDS29-SHELF9 | STORAGE SERVICES | Generic Altima Technologies Rackmountable | General Rackmount Equipment | 2U Storage System | 0GRM166 | 207473 | NA | NA | Sep 3 2014 11:00AM
San Jose | San Jose -> AT13ESR -> CABINET 18 | CABINET 18 | RU#20 | SJHDS29-SHELF8 | STORAGE SERVICES | Generic Altima Technologies Rackmountable | General Rackmount Equipment | 2U Storage System | 0GRM166 | 207086 | NA | NA | Sep 3 2014 11:00AM
San Jose | San Jose -> AT13ESR -> CABINET 18 | CABINET 18 | RU#18 | SJHDS29-SHELF7 | STORAGE SERVICES | Generic Altima Technologies Rackmountable | General Rackmount Equipment | 2U Storage System | 0GRM166 | 207306 | NA | NA | Sep 3 2014 11:00AM
San Jose | San Jose -> AT13ESR -> CABINET 18 | CABINET 18 | RU#16 | SJHDS29-SHELF6 | STORAGE SERVICES | Isilon Systems | IQ Series | IQ 4800i | ISLN006 | 207123 |  | NA | Sep 3 2014 11:00AM
San Jose | San Jose -> AT13ESR -> CABINET 18 | CABINET 18 | RU#14 | SJHDS29-SHELF5 | STORAGE SERVICES | Isilon Systems | IQ Series | IQ 4800i | ISLN006 | 207122 |  | NA | Sep 3 2014 11:00AM
San Jose | San Jose -> AT13ESR -> CABINET 18 | CABINET 18 | RU#12 | SJHDS29-SHELF4 | STORAGE SERVICES | Isilon Systems | IQ Series | IQ 4800i | ISLN006 | 204521 |  |  | Sep 3 2014 11:00AM
San Jose | San Jose -> AT13ESR -> CABINET 18 | CABINET 18 | RU#10 | SJHDS29-SHELF3 | STORAGE SERVICES | Isilon Systems | IQ Series | IQ 4800i | ISLN006 | 204691 |  |  | Sep 3 2014 11:00AM
San Jose | San Jose -> AT13ESR -> CABINET 19 | CABINET 19 | RU#08 | SJHDS19-SHELF2 | STORAGE SERVICES | Hitachi Data Systems | Thunder 9500V Series | 9500V Series Command Module | HDS009 | 89085229 |  |  | Sep 3 2014 11:01AM
San Jose | San Jose -> AT13ESR -> CABINET 19 | CABINET 19 | RU#05 | SJHDS19-SHELF1 | STORAGE SERVICES | Hitachi Data Systems | Thunder 9500V Series | 9500V Series Command Module | HDS009 | 89085232 |  |  | Sep 3 2014 11:01AM
San Jose | San Jose -> AT13ESR -> CABINET 19 | CABINET 19 | RU#01 | SJHDS19 | STORAGE SERVICES | Hitachi Data Systems | AMS Series | AMS 2500 Controller | HDS144 |  |  |  | Oct 7 2014 3:49PM
San Jose | San Jose -> AT13ESR -> CABINET 19 | CABINET 19 | InOutPlug#2 | PDU2 | DATA CENTER OPERATIONS | APC | PDU | AP7830 | APC965 |  |  |  | Sep 3 2014 11:01AM
San Jose | San Jose -> AT13ESR -> CABINET 19 | CABINET 19 | InOutPlug#1 | PDU1 | DATA CENTER OPERATIONS | APC | PDU | AP7830 | APC965 |  |  |  | Sep 3 2014 11:01AM
San Jose | San Jose -> AT13ESR -> CABINET 19 | CABINET 19 | RU#42 | blanking panel |  | APC | NetShelter | AR8101BLK-1U | APC969 |  |  |  | Oct 7 2014 3:28PM
San Jose | San Jose -> AT13ESR -> CABINET 19 | CABINET 19 | RU#40 | PDU4 | DATA CENTER OPERATIONS | Raritan Computer | Dominion PX | DPXR20-20 | RCI163 |  |  |  | Oct 7 2014 3:28PM
San Jose | San Jose -> AT13ESR -> CABINET 19 | CABINET 19 | RU#38 | SJ1BLF101 | STORAGE SERVICES | Brocade Communications Systems | Switches | 5300 | BROC111 | AHX2527F024 |  |  | Sep 3 2014 11:04AM
San Jose | San Jose -> AT13ESR -> CABINET 19 | CABINET 19 | RU#36 | PDU3 | DATA CENTER OPERATIONS | Raritan Computer | Dominion PX | DPXR20-20 | RCI163 |  |  |  | Oct 7 2014 3:28PM
San Jose | San Jose -> AT13ESR -> CABINET 19 | CABINET 19 | RU#35 | blanking panel |  | APC | NetShelter | AR8101BLK-1U | APC969 |  |  |  | Sep 3 2014 11:03AM
San Jose | San Jose -> AT13ESR -> CABINET 19 | CABINET 19 | RU#32 | SJHDS19-SHELF19 | STORAGE SERVICES | Hitachi Data Systems | Thunder 9500V Series | 9500V Series Command Module | HDS009 | 89323058 |  |  | Sep 3 2014 11:03AM
San Jose | San Jose -> AT13ESR -> CABINET 19 | CABINET 19 | RU#29 | SJHDS19-SHELF18 | STORAGE SERVICES | Hitachi Data Systems | Thunder 9500V Series | 9500V Series Command Module | HDS009 | 89323148 |  |  | Sep 3 2014 11:03AM
San Jose | San Jose -> AT13ESR -> CABINET 19 | CABINET 19 | RU#26 | SJHDS19-SHELF3 | STORAGE SERVICES | Hitachi Data Systems | Thunder 9500V Series | 9500V Series Command Module | HDS009 | 89322390 |  |  | Sep 3 2014 11:03AM
San Jose | San Jose -> AT13ESR -> CABINET 19 | CABINET 19 | RU#23 | SJHDS19-SHELF16 | STORAGE SERVICES | Hitachi Data Systems | Thunder 9500V Series | 9500V Series Command Module | HDS009 | 89321040 |  |  | Sep 3 2014 11:03AM
San Jose | San Jose -> AT13ESR -> CABINET 19 | CABINET 19 | RU#20 | SJHDS19-SHELF6 | STORAGE SERVICES | Hitachi Data Systems | Thunder 9500V Series | 9500V Series Command Module | HDS009 | 89085378 |  |  | Sep 3 2014 11:02AM
San Jose | San Jose -> AT13ESR -> CABINET 19 | CABINET 19 | RU#17 | SJHDS19-SHELF5 | STORAGE SERVICES | Hitachi Data Systems | Thunder 9500V Series | 9500V Series Command Module | HDS009 | 89085381 |  |  | Sep 3 2014 11:02AM
San Jose | San Jose -> AT13ESR -> CABINET 19 | CABINET 19 | RU#14 | SJHDS19-SHELF4 | STORAGE SERVICES | Hitachi Data Systems | Thunder 9500V Series | 9500V Series Command Module | HDS009 | 89085379 |  |  | Sep 3 2014 11:02AM
San Jose | San Jose -> AT13ESR -> CABINET 19 | CABINET 19 | RU#11 | SJHDS19-SHELF17 | STORAGE SERVICES | Hitachi Data Systems | Thunder 9500V Series | 9500V Series Command Module | HDS009 | 89085377 |  |  | Sep 3 2014 11:02AM
San Jose | San Jose -> AT13ESR -> CABINET 2 | CABINET 2 | RU#09 | blanking panel |  | APC | NetShelter | AR8101BLK-2U | APC970 |  |  |  | Sep 3 2014 11:04AM
San Jose | San Jose -> AT13ESR -> CABINET 2 | CABINET 2 | RU#06 | blanking panel |  | APC | NetShelter | AR8101BLK-3U | APCC280 |  |  |  | Sep 4 2014 3:05PM
San Jose | San Jose -> AT13ESR -> CABINET 2 | CABINET 2 | RU#02 | blanking panel |  | APC | NetShelter | AR8101BLK-4U | APC971 |  |  |  | Sep 4 2014 3:05PM
San Jose | San Jose -> AT13ESR -> CABINET 2 | CABINET 2 | RU#01 | blanking panel |  | APC | NetShelter | AR8101BLK-1U | APC969 |  |  |  | Sep 3 2014 11:04AM
San Jose | San Jose -> AT13ESR -> CABINET 2 | CABINET 2 | InOutPlug#2 | PDU2 | DATA CENTER OPERATIONS | APC | PDU | AP7830 | APC965 |  |  |  | Sep 3 2014 11:04AM
San Jose | San Jose -> AT13ESR -> CABINET 2 | CABINET 2 | InOutPlug#1 | PDU1 | DATA CENTER OPERATIONS | APC | PDU | AP7830 | APC965 |  |  |  | Sep 3 2014 11:04AM
San Jose | San Jose -> AT13ESR -> CABINET 2 | CABINET 2 | RU#42 | blanking panel |  | APC | NetShelter | AR8101BLK-1U | APC969 |  |  |  | Sep 3 2014 11:06AM
San Jose | San Jose -> AT13ESR -> CABINET 2 | CABINET 2 | RU#41 | SJAT13ESR-2 | DATA CENTER OPERATIONS | Raritan Computer | Dominion KX | KX432 Rackmount | RCI144 | HK3EA00053 |  |  | Sep 3 2014 11:06AM
San Jose | San Jose -> AT13ESR -> CABINET 2 | CABINET 2 | RU#40 | blanking panel |  | APC | NetShelter | AR8101BLK-1U | APC969 |  |  |  | Sep 3 2014 11:06AM
San Jose | San Jose -> AT13ESR -> CABINET 2 | CABINET 2 | RU#38 | blanking panel |  | APC | NetShelter | AR8101BLK-2U | APC970 |  |  |  | Sep 3 2014 11:06AM
San Jose | San Jose -> AT13ESR -> CABINET 2 | CABINET 2 | RU#37 | WIN-AGENT142 |  | Hewlett-Packard | ProLiant | DL320 G5p | HEPD383 | MX282801CA | 3097472 | 10.122.128.138 | Sep 3 2014 11:06AM
San Jose | San Jose -> AT13ESR -> CABINET 2 | CABINET 2 | RU#36 | WIN-AGENT143 |  | Hewlett-Packard | ProLiant | DL320 G5p | HEPD383 | MX282801CV | 3097473 | 10.122.128.139 | Sep 3 2014 11:06AM
San Jose | San Jose -> AT13ESR -> CABINET 2 | CABINET 2 | RU#35 | WIN-AGENT144 |  | Hewlett-Packard | ProLiant | DL320 G5p | HEPD383 | MX282801CJ | 3097493 | 10.122.128.140 | Sep 3 2014 11:06AM
San Jose | San Jose -> AT13ESR -> CABINET 2 | CABINET 2 | RU#34 | WIN-AGENT145 |  | Hewlett-Packard | ProLiant | DL320 G5p | HEPD383 | MX282801BV | 3097490 | 10.122.128.141 | Sep 3 2014 11:06AM
San Jose | San Jose -> AT13ESR -> CABINET 2 | CABINET 2 | RU#33 | WIN-AGENT146 |  | Hewlett-Packard | ProLiant | DL320 G5p | HEPD383 | MX282801CZ | 3097491 | 10.122.128.142 | Sep 3 2014 11:06AM
San Jose | San Jose -> AT13ESR -> CABINET 2 | CABINET 2 | RU#32 | WIN-AGENT147 |  | Hewlett-Packard | ProLiant | DL320 G5p | HEPD383 | MX282801BX | 3097476 | 1O.122.128.143 | Sep 3 2014 11:06AM
San Jose | San Jose -> AT13ESR -> CABINET 2 | CABINET 2 | RU#31 | WIN-AGENT148 |  | Hewlett-Packard | ProLiant | DL320 G5p | HEPD383 | MX282801BH | 3097474 | 10.122.128.144 | Sep 3 2014 11:06AM
San Jose | San Jose -> AT13ESR -> CABINET 2 | CABINET 2 | RU#30 | blanking panel |  | APC | NetShelter | AR8101BLK-1U | APC969 |  |  |  | Sep 28 2015 3:35PM
San Jose | San Jose -> AT13ESR -> CABINET 2 | CABINET 2 | RU#29 | WIN-AGENT150 |  | Hewlett-Packard | ProLiant | DL320 G5p | HEPD383 | MX282801CX | 3097492 | 10.122.128.146 | Sep 3 2014 11:06AM
San Jose | San Jose -> AT13ESR -> CABINET 2 | CABINET 2 | RU#28 | WIN-AGENT151 |  | Hewlett-Packard | ProLiant | DL320 G5p | HEPD383 | MX282801CP | 3097479 | 10.122.128.147 | Sep 3 2014 11:06AM
San Jose | San Jose -> AT13ESR -> CABINET 2 | CABINET 2 | RU#27 | MAC-AGENT86 |  | Apple Computer | Xserve | Xserve | APPL078 | G88332SEX8S | 3097497 | 10.122.128.128 | Sep 3 2014 11:06AM
San Jose | San Jose -> AT13ESR -> CABINET 2 | CABINET 2 | RU#26 | MAC-AGENT87 |  | Apple Computer | Xserve | Xserve | APPL078 | G88332SBX8S | 3097480 | 10.122.128.129 | Sep 3 2014 11:06AM
San Jose | San Jose -> AT13ESR -> CABINET 2 | CABINET 2 | RU#25 | MAC-AGENT88 |  | Apple Computer | Xserve | Xserve | APPL078 | G88332SFX8S | 3097498 | 10.122.128.130 | Sep 3 2014 11:05AM
San Jose | San Jose -> AT13ESR -> CABINET 2 | CABINET 2 | RU#24 | MAC-AGENT89 |  | Apple Computer | Xserve | Xserve | APPL078 | G88332S8X8S | 3097480 | 10.122.128.131 | Sep 3 2014 11:05AM
San Jose | San Jose -> AT13ESR -> CABINET 2 | CABINET 2 | RU#23 | MAC-AGENT90 |  | Apple Computer | Xserve | Xserve | APPL078 | G88332S7X8S | 3097486 | 10.122.128.132 | Sep 3 2014 11:05AM
San Jose | San Jose -> AT13ESR -> CABINET 2 | CABINET 2 | RU#22 | MAC-AGENT91 |  | Apple Computer | Xserve | Xserve | APPL078 | G88332S5X8S | 3097489 | 1O.122.128.133 | Sep 3 2014 11:05AM
San Jose | San Jose -> AT13ESR -> CABINET 2 | CABINET 2 | RU#20 | blanking panel |  | APC | NetShelter | AR8101BLK-2U | APC970 |  |  |  | Sep 3 2014 11:05AM
San Jose | San Jose -> AT13ESR -> CABINET 2 | CABINET 2 | RU#19 | MAC-AGENT94 |  | Apple Computer | Xserve | Xserve | APPL078 | G88332SCX8S | 3097495 | 10.122.128.136 | Sep 3 2014 11:05AM
San Jose | San Jose -> AT13ESR -> CABINET 2 | CABINET 2 | RU#18 | blanking panel |  | APC | NetShelter | AR8101BLK-1U | APC969 |  |  |  | Sep 4 2014 3:05PM
San Jose | San Jose -> AT13ESR -> CABINET 2 | CABINET 2 | RU#17 | WIN-AGENT178 |  | Hewlett-Packard | ProLiant | DL320 G5p | HEPD383 | MX290201LR | 3098387 | 10.122.129.2 | Sep 3 2014 11:05AM
San Jose | San Jose -> AT13ESR -> CABINET 2 | CABINET 2 | RU#16 | MAC-AGENT51 |  | Apple Computer | Xserve | Xserve | APPL078 | YM6480DVU2Q | 6005831 | 10.122.129.103 | Sep 3 2014 11:05AM
San Jose | San Jose -> AT13ESR -> CABINET 2 | CABINET 2 | RU#15 | TESTDRIVE15 |  | Apple Computer | Xserve | Xserve | APPL078 | YM91201E10J | 3099173 | 10.122.129.105 | Oct 6 2014 4:47PM
San Jose | San Jose -> AT13ESR -> CABINET 2 | CABINET 2 | RU#14 | blanking panel |  | APC | NetShelter | AR8101BLK-1U | APC969 |  |  |  | Sep 3 2014 11:05AM
San Jose | San Jose -> AT13ESR -> CABINET 2 | CABINET 2 | RU#12 | PDU3 |  | Raritan Computer | Dominion PX | DPCR20A-30L6 | RCI193 | ADI9750003 |  |  | Sep 3 2014 11:04AM
San Jose | San Jose -> AT13ESR -> CABINET 2 | CABINET 2 | RU#11 | blanking panel |  | APC | NetShelter | AR8101BLK-1U | APC969 |  |  |  | Sep 3 2014 11:04AM
San Jose | San Jose -> AT13ESR -> CABINET 20 | CABINET 20 | RU#07 | SJHDS19-SHELF9 | STORAGE SERVICES | Hitachi Data Systems | Thunder 9500V Series | 9500V Series Command Module | HDS009 | 89084184 |  |  | Sep 3 2014 11:07AM
San Jose | San Jose -> AT13ESR -> CABINET 20 | CABINET 20 | RU#04 | SJHDS19-SHELF8 | STORAGE SERVICES | Hitachi Data Systems | Thunder 9500V Series | 9500V Series Command Module | HDS009 | 89085233 |  |  | Sep 3 2014 11:07AM
San Jose | San Jose -> AT13ESR -> CABINET 20 | CABINET 20 | RU#01 | SJHDS19-SHELF7 | STORAGE SERVICES | Hitachi Data Systems | Thunder 9500V Series | 9500V Series Command Module | HDS009 | 89085234 |  |  | Sep 3 2014 11:07AM
San Jose | San Jose -> AT13ESR -> CABINET 20 | CABINET 20 | InOutPlug#2 | PDU2 | DATA CENTER OPERATIONS | APC | PDU | AP7830 | APC965 |  |  |  | Sep 3 2014 11:07AM
San Jose | San Jose -> AT13ESR -> CABINET 20 | CABINET 20 | InOutPlug#1 | PDU1 | DATA CENTER OPERATIONS | APC | PDU | AP7830 | APC965 |  |  |  | Sep 3 2014 11:07AM
San Jose | San Jose -> AT13ESR -> CABINET 20 | CABINET 20 | RU#44 | patch panel |  | Chatsworth Products | Cable Management | 30130-719 | CHPR213 |  |  |  | Sep 3 2014 11:10AM
San Jose | San Jose -> AT13ESR -> CABINET 20 | CABINET 20 | RU#43 | patch panel |  | Panduit | Mini-Com | CP24BL | PAND393 |  |  |  | Sep 3 2014 11:10AM
San Jose | San Jose -> AT13ESR -> CABINET 20 | CABINET 20 | RU#41 | PDU4 |  | Raritan Computer | Dominion PX | DPXR20-20L | RCI218 |  |  |  | Oct 7 2014 4:01PM
San Jose | San Jose -> AT13ESR -> CABINET 20 | CABINET 20 | RU#39 | SJ1BLF201 | STORAGE SERVICES | Brocade Communications Systems | Switches | 5300 | BROC111 | AHX0618F03A |  |  | Sep 3 2014 11:10AM
San Jose | San Jose -> AT13ESR -> CABINET 20 | CABINET 20 | RU#37 | PDU3 |  | Raritan Computer | Dominion PX | DPXR20-20L | RCI218 |  |  |  | Oct 7 2014 4:01PM
San Jose | San Jose -> AT13ESR -> CABINET 20 | CABINET 20 | RU#34 | blanking panel |  | APC | NetShelter | AR8101BLK-3U | APCC280 |  |  |  | Oct 7 2014 4:01PM
San Jose | San Jose -> AT13ESR -> CABINET 20 | CABINET 20 | RU#31 | SJHDS19-SHELF21 | STORAGE SERVICES | Hitachi Data Systems | Thunder 9500V Series | 9500V Series Command Module | HDS009 | 89323059 |  |  | Sep 3 2014 11:09AM
San Jose | San Jose -> AT13ESR -> CABINET 20 | CABINET 20 | RU#28 | SJHDS19-SHELF20 | STORAGE SERVICES | Hitachi Data Systems | Thunder 9500V Series | 9500V Series Command Module | HDS009 | 89323060 |  |  | Sep 3 2014 11:09AM
San Jose | San Jose -> AT13ESR -> CABINET 20 | CABINET 20 | RU#25 | SJHDS19-SHELF15 | STORAGE SERVICES | Hitachi Data Systems | Thunder 9500V Series | 9500V Series Command Module | HDS009 | 89321038 |  |  | Sep 3 2014 11:09AM
San Jose | San Jose -> AT13ESR -> CABINET 20 | CABINET 20 | RU#22 | SJHDS19-SHELF14 | STORAGE SERVICES | Hitachi Data Systems | Thunder 9500V Series | 9500V Series Command Module | HDS009 | 89321039 |  |  | Sep 3 2014 11:08AM
San Jose | San Jose -> AT13ESR -> CABINET 20 | CABINET 20 | RU#19 | SJHDS19-SHELF13 | STORAGE SERVICES | Hitachi Data Systems | Thunder 9500V Series | 9500V Series Command Module | HDS009 | 89317501 |  |  | Sep 3 2014 11:08AM
San Jose | San Jose -> AT13ESR -> CABINET 20 | CABINET 20 | RU#16 | SJHDS19-SHELF12 | STORAGE SERVICES | Hitachi Data Systems | Thunder 9500V Series | 9500V Series Command Module | HDS009 | 89317961 |  |  | Sep 3 2014 11:08AM
San Jose | San Jose -> AT13ESR -> CABINET 20 | CABINET 20 | RU#13 | SJHDS19-SHELF11 | STORAGE SERVICES | Hitachi Data Systems | Thunder 9500V Series | 9500V Series Command Module | HDS009 | 89317962 |  |  | Sep 3 2014 11:08AM
San Jose | San Jose -> AT13ESR -> CABINET 20 | CABINET 20 | RU#10 | SJHDS19-SHELF10 | STORAGE SERVICES | Hitachi Data Systems | Thunder 9500V Series | 9500V Series Command Module | HDS009 | 89317763 |  |  | Sep 3 2014 11:07AM
San Jose | San Jose -> AT13ESR -> CABINET 21 | CABINET 21 | RU#07 | SJHDS19-SHELF24 | STORAGE SERVICES | Hitachi Data Systems | Thunder 9500V Series | 9500V Series Command Module | HDS009 | 89039033 |  |  | Sep 3 2014 11:11AM
San Jose | San Jose -> AT13ESR -> CABINET 21 | CABINET 21 | RU#04 | SJHDS19-SHELF23 | STORAGE SERVICES | Hitachi Data Systems | Thunder 9500V Series | 9500V Series Command Module | HDS009 | 89084731 |  |  | Sep 3 2014 11:11AM
San Jose | San Jose -> AT13ESR -> CABINET 21 | CABINET 21 | RU#01 | SJHDS19-SHELF22 | STORAGE SERVICES | Hitachi Data Systems | Thunder 9500V Series | 9500V Series Command Module | HDS009 | 89323173 |  |  | Sep 3 2014 11:10AM
San Jose | San Jose -> AT13ESR -> CABINET 21 | CABINET 21 | InOutPlug#2 | PDU2 | DATA CENTER OPERATIONS | APC | PDU | AP7830 | APC965 |  |  |  | Sep 3 2014 11:10AM
San Jose | San Jose -> AT13ESR -> CABINET 21 | CABINET 21 | InOutPlug#1 | PDU1 | DATA CENTER OPERATIONS | APC | PDU | AP7830 | APC965 |  |  |  | Sep 3 2014 11:10AM
San Jose | San Jose -> AT13ESR -> CABINET 21 | CABINET 21 | RU#44 | patch panel |  | Chatsworth Products | Cable Management | 30130-719 | CHPR213 |  |  |  | Sep 3 2014 11:11AM
San Jose | San Jose -> AT13ESR -> CABINET 21 | CABINET 21 | RU#43 | SJA13ESRILOSE | NETWORK SERVICES | Cisco Systems | Catalyst 3550 | WS-C3550-48-SMI-48 | CSCO496 |  |  |  | Sep 3 2014 11:11AM
San Jose | San Jose -> AT13ESR -> CABINET 21 | CABINET 21 | RU#41 | blanking panel |  | APC | NetShelter | AR8101BLK-2U | APC970 |  |  |  | Sep 3 2014 11:11AM
San Jose | San Jose -> AT13ESR -> CABINET 21 | CABINET 21 | RU#37 | blanking panel |  | APC | NetShelter | AR8101BLK-4U | APC971 |  |  |  | Sep 3 2014 11:11AM
San Jose | San Jose -> AT13ESR -> CABINET 21 | CABINET 21 | RU#29 | blanking panel |  | APC | NetShelter | AR8101BLK-8U | APC972 |  |  |  | Sep 3 2014 11:11AM
San Jose | San Jose -> AT13ESR -> CABINET 21 | CABINET 21 | RU#21 | blanking panel |  | APC | NetShelter | AR8101BLK-8U | APC972 |  |  |  | Sep 3 2014 11:11AM
San Jose | San Jose -> AT13ESR -> CABINET 21 | CABINET 21 | RU#13 | blanking panel |  | APC | NetShelter | AR8101BLK-8U | APC972 |  |  |  | Sep 3 2014 11:11AM
San Jose | San Jose -> AT13ESR -> CABINET 21 | CABINET 21 | RU#10 | SJHDS19-SHELF25 | STORAGE SERVICES | Hitachi Data Systems | Thunder 9500V Series | 9500V Series Command Module | HDS009 | 89322653 |  |  | Sep 3 2014 11:11AM
San Jose | San Jose -> AT13ESR -> CABINET 22 | CABINET 22 | RU#09 | blanking panel |  | APC | NetShelter | AR8101BLK-8U | APC972 |  |  |  | Sep 3 2014 11:12AM
San Jose | San Jose -> AT13ESR -> CABINET 22 | CABINET 22 | RU#01 | blanking panel |  | APC | NetShelter | AR8101BLK-8U | APC972 |  |  |  | Sep 3 2014 11:12AM
San Jose | San Jose -> AT13ESR -> CABINET 22 | CABINET 22 | InOutPlug#2 | PDU2 | DATA CENTER OPERATIONS | APC | PDU | AP7830 | APC965 |  |  |  | Sep 3 2014 11:11AM
San Jose | San Jose -> AT13ESR -> CABINET 22 | CABINET 22 | InOutPlug#1 | PDU1 | DATA CENTER OPERATIONS | APC | PDU | AP7830 | APC965 |  |  |  | Sep 3 2014 11:12AM
San Jose | San Jose -> AT13ESR -> CABINET 22 | CABINET 22 | RU#41 | patch panel |  | Chatsworth Products | Cable Management | 30130-719 | CHPR213 |  |  |  | Sep 3 2014 11:14AM
San Jose | San Jose -> AT13ESR -> CABINET 22 | CABINET 22 | RU#39 | KVMAT13ESR-1 | DATA CENTER OPERATIONS | Raritan Computer | Dominion KX II | DKX2-464 | RCI170 |  |  |  | Sep 3 2014 11:14AM
San Jose | San Jose -> AT13ESR -> CABINET 22 | CABINET 22 | RU#37 | blanking panel |  | APC | NetShelter | AR8101BLK-2U | APC970 |  |  |  | Sep 3 2014 11:14AM
San Jose | San Jose -> AT13ESR -> CABINET 22 | CABINET 22 | RU#36 | DB.QA |  | Hewlett-Packard | ProLiant | DL360 G7 | HEPK293 | USE236DNT7 | N/A | 10.122.232.74 | Sep 3 2014 11:14AM
San Jose | San Jose -> AT13ESR -> CABINET 22 | CABINET 22 | RU#34 | DB.CC |  | Hewlett-Packard | ProLiant | DL380 G5 | HEPA633 | USE809NBZG |  | 10.122.235.43 | Sep 3 2014 11:13AM
San Jose | San Jose -> AT13ESR -> CABINET 22 | CABINET 22 | RU#33 | DB.DEV2 |  | Hewlett-Packard | ProLiant | DL360 G7 | HEPK293 | USE236DNTF |  | 10.122.235.48 | Sep 3 2014 11:13AM
San Jose | San Jose -> AT13ESR -> CABINET 22 | CABINET 22 | RU#32 | DB.DEV |  | Hewlett-Packard | ProLiant | DL360 G7 | HEPK293 | USE236DNTE |  | 10.122.235.47 | Sep 3 2014 11:13AM
San Jose | San Jose -> AT13ESR -> CABINET 22 | CABINET 22 | RU#31 | DB.QA3 |  | Hewlett-Packard | ProLiant | DL360 G7 | HEPK293 | USE236DNTM |  | 10.122.235.40 | Sep 3 2014 11:13AM
San Jose | San Jose -> AT13ESR -> CABINET 22 | CABINET 22 | RU#30 | DB.STG3 |  | Hewlett-Packard | ProLiant | DL360 G7 | HEPK293 | USE236DNTJ |  | 10.122.235.42 | Sep 3 2014 11:13AM
San Jose | San Jose -> AT13ESR -> CABINET 22 | CABINET 22 | RU#29 | DB.STG2 |  | Hewlett-Packard | ProLiant | DL360 G7 | HEPK293 | USE236DNTL |  | 10.122.235.41 | Sep 3 2014 11:13AM
San Jose | San Jose -> AT13ESR -> CABINET 22 | CABINET 22 | RU#28 | DB.QA2 |  | Hewlett-Packard | ProLiant | DL360 G7 | HEPK293 | USE236DNTP |  | 10.122.235.39 | Sep 3 2014 11:13AM
San Jose | San Jose -> AT13ESR -> CABINET 22 | CABINET 22 | RU#27 | cable manager |  | Leviton Voice and Data | Versi-Duct | 491RU-HFO | LEVI913 |  |  |  | Sep 3 2014 11:12AM
San Jose | San Jose -> AT13ESR -> CABINET 22 | CABINET 22 | RU#26 | FD1 |  | Hewlett-Packard | ProLiant | DL140 G3 | HEPA847 | USE809NBSS |  | 10.122.235.44 | Sep 3 2014 11:12AM
San Jose | San Jose -> AT13ESR -> CABINET 22 | CABINET 22 | RU#25 | PROC1.DEV |  | Hewlett-Packard | ProLiant | DL140 G3 | HEPA847 | USE809NBTF |  | 10.122.235.45 | Sep 3 2014 11:12AM
San Jose | San Jose -> AT13ESR -> CABINET 22 | CABINET 22 | RU#24 | SAD11 |  | Hewlett-Packard | ProLiant | DL160 G5 | HEPD380 | USE835NCGC |  | 10.122.235.46 | Sep 3 2014 11:12AM
San Jose | San Jose -> AT13ESR -> CABINET 22 | CABINET 22 | RU#22 | BUILD |  | Hewlett-Packard | ProLiant | DL380 G5 | HEPA633 | USE908N0SJ |  | 10.122.235.55 | Sep 3 2014 11:12AM
San Jose | San Jose -> AT13ESR -> CABINET 22 | CABINET 22 | RU#21 | AD3.QA |  | Hewlett-Packard | ProLiant | DL360 G7 | HEPK293 | USE245LRCT |  | 10.122.235.61 | Sep 3 2014 11:12AM
San Jose | San Jose -> AT13ESR -> CABINET 22 | CABINET 22 | RU#20 | AD4.QA |  | Hewlett-Packard | ProLiant | DL360 G7 | HEPK293 | USE245LRD0 |  | 10.122.235.62 | Sep 3 2014 11:12AM
San Jose | San Jose -> AT13ESR -> CABINET 22 | CABINET 22 | RU#19 | blanking panel |  | APC | NetShelter | AR8101BLK-1U | APC969 |  |  |  | Sep 3 2014 11:12AM
San Jose | San Jose -> AT13ESR -> CABINET 22 | CABINET 22 | RU#17 | blanking panel |  | APC | NetShelter | AR8101BLK-2U | APC970 |  |  |  | Sep 3 2014 11:12AM
San Jose | San Jose -> AT13ESR -> CABINET 23 | CABINET 23 | RU#09 | shelf |  | Generic Equipment Set | Shelf | 19 Inch 1U Shelf | GENR944 |  |  |  | Sep 3 2014 11:14AM
San Jose | San Jose -> AT13ESR -> CABINET 23 | CABINET 23 | RU#08 | blanking panel |  | APC | NetShelter | AR8101BLK-1U | APC969 |  |  |  | Sep 3 2014 11:14AM
San Jose | San Jose -> AT13ESR -> CABINET 23 | CABINET 23 | RU#06 | MONZA-6 |  | Hewlett-Packard | ProLiant | DL380 G6 - LFF | HEPD898 | 2UX00702T8 | 3104592 | 10.122.129.175, 10.122.129.176 | Sep 3 2014 11:14AM
San Jose | San Jose -> AT13ESR -> CABINET 23 | CABINET 23 | RU#05 | blanking panel |  | APC | NetShelter | AR8101BLK-1U | APC969 |  |  |  | Sep 3 2014 11:14AM
San Jose | San Jose -> AT13ESR -> CABINET 23 | CABINET 23 | RU#01 | blanking panel |  | APC | NetShelter | AR8101BLK-4U | APC971 |  |  |  | Sep 3 2014 11:14AM
San Jose | San Jose -> AT13ESR -> CABINET 23 | CABINET 23 | InOutPlug#2 | PDU2 |  | APC | PDU | AP7830 | APC965 |  |  |  | Sep 3 2014 11:14AM
San Jose | San Jose -> AT13ESR -> CABINET 23 | CABINET 23 | InOutPlug#1 | PDU1 |  | APC | PDU | AP7830 | APC965 |  |  |  | Sep 3 2014 11:14AM
San Jose | San Jose -> AT13ESR -> CABINET 23 | CABINET 23 | RU#41 | cable manager |  | Chatsworth Products | Cable Management | 30130-719 | CHPR213 |  |  |  | Sep 3 2014 11:15AM
San Jose | San Jose -> AT13ESR -> CABINET 23 | CABINET 23 | RU#40 | patch panel |  | Panduit | Mini-Com | CP24BL | PAND393 |  |  |  | Sep 3 2014 11:15AM
San Jose | San Jose -> AT13ESR -> CABINET 23 | CABINET 23 | RU#36 | MONZA-1 | LAB SERVICES | Compaq | ProLiant | DL580 G3 | CMPQ545 | USE525A7SL | N/A | 10.122.129.18 | Sep 3 2014 11:15AM
San Jose | San Jose -> AT13ESR -> CABINET 23 | CABINET 23 | RU#32 | MONZA-2 | LAB SERVICES | Compaq | ProLiant | DL580 G3 | CMPQ545 | USE521A51S | N/A | 10.122.128.19 | Sep 3 2014 11:15AM
San Jose | San Jose -> AT13ESR -> CABINET 23 | CABINET 23 | RU#28 | MONZA-3 | LAB SERVICES | Compaq | ProLiant | DL580 G3 | CMPQ545 | USE525A7SD | N/A | 10.122.129.20 | Sep 3 2014 11:15AM
San Jose | San Jose -> AT13ESR -> CABINET 23 | CABINET 23 | RU#24 | MONZA-4 | LAB SERVICES | Compaq | ProLiant | DL580 G3 | CMPQ545 | USE521A523 | N/A | 10.122.129.21 | Sep 3 2014 11:14AM
San Jose | San Jose -> AT13ESR -> CABINET 23 | CABINET 23 | RU#23 | MONZA-7 |  | Hewlett-Packard | ProLiant | DL360 G7 | HEPK293 | MXQ232069S |  | 10.122.131.224 | Sep 3 2014 11:14AM
San Jose | San Jose -> AT13ESR -> CABINET 23 | CABINET 23 | RU#22 | blanking panel |  | APC | NetShelter | AR8101BLK-1U | APC969 |  |  |  | Sep 4 2014 3:50PM
San Jose | San Jose -> AT13ESR -> CABINET 23 | CABINET 23 | RU#14 | blanking panel |  | APC | NetShelter | AR8101BLK-8U | APC972 |  |  |  | Sep 3 2014 11:14AM
San Jose | San Jose -> AT13ESR -> CABINET 23 | CABINET 23 | RU#10 | CTPORTAL1 | LAB SERVICES | Dell Computer | PowerEdge | PowerEdge 6950 (Close View) | DELL903 | N/A | N/A | 10.122.129.110 | Sep 3 2014 11:14AM
San Jose | San Jose -> AT13ESR -> CABINET 24 | CABINET 24 | RU#03 | blanking panel |  | APC | NetShelter | AR8101BLK-8U | APC972 |  |  |  | Sep 3 2014 11:15AM
San Jose | San Jose -> AT13ESR -> CABINET 24 | CABINET 24 | RU#02 | PDU3 |  | APC | PDU | AP7801 | APCC293 |  |  |  | Sep 4 2014 4:02PM
San Jose | San Jose -> AT13ESR -> CABINET 24 | CABINET 24 | RU#01 | PDU4 |  | APC | PDU | AP7801 | APCC293 |  |  |  | Sep 4 2014 4:02PM
San Jose | San Jose -> AT13ESR -> CABINET 24 | CABINET 24 | InOutPlug#2 | PDU4 |  | APC | PDU | AP7830 | APC965 |  |  |  | Sep 3 2014 11:15AM
San Jose | San Jose -> AT13ESR -> CABINET 24 | CABINET 24 | InOutPlug#1 | PDU3 |  | APC | PDU | AP7830 | APC965 |  |  |  | Sep 3 2014 11:15AM
San Jose | San Jose -> AT13ESR -> CABINET 24 | CABINET 24 | RU#42 | blanking panel |  | APC | NetShelter | AR8101BLK-1U | APC969 |  |  |  | Sep 3 2014 11:18AM
San Jose | San Jose -> AT13ESR -> CABINET 24 | CABINET 24 | RU#38 | blanking panel |  | APC | NetShelter | AR8101BLK-4U | APC971 |  |  |  | Sep 3 2014 11:18AM
San Jose | San Jose -> AT13ESR -> CABINET 24 | CABINET 24 | RU#37 | LRAGENT-EN2 |  | Hewlett-Packard | ProLiant | DL 360 G5 | HEPA599 | USM71301JY |  | 10.122.136.68 | Sep 3 2014 11:18AM
San Jose | San Jose -> AT13ESR -> CABINET 24 | CABINET 24 | RU#36 | LRAGENT-EN3 |  | Hewlett-Packard | ProLiant | DL 360 G5 | HEPA599 | USM71302LD |  | 10.122.136.69 | Sep 3 2014 11:18AM
San Jose | San Jose -> AT13ESR -> CABINET 24 | CABINET 24 | RU#34 | blanking panel |  | APC | NetShelter | AR8101BLK-2U | APC970 |  |  |  | Oct 8 2014 12:15PM
San Jose | San Jose -> AT13ESR -> CABINET 24 | CABINET 24 | RU#33 | LRAGENT-EN6 |  | Hewlett-Packard | ProLiant | DL 360 G5 | HEPA599 | USM71301J1 |  | 10.122.136.72 | Sep 3 2014 11:18AM
San Jose | San Jose -> AT13ESR -> CABINET 24 | CABINET 24 | RU#32 | LRAGENT-EN7 |  | Hewlett-Packard | ProLiant | DL 360 G5 | HEPA599 | USM71302LZ |  | 10.122.136.73 | Sep 3 2014 11:17AM
San Jose | San Jose -> AT13ESR -> CABINET 24 | CABINET 24 | RU#31 | blanking panel |  | APC | NetShelter | AR8101BLK-1U | APC969 |  |  |  | Oct 8 2014 12:15PM
San Jose | San Jose -> AT13ESR -> CABINET 24 | CABINET 24 | RU#29 | blanking panel |  | APC | NetShelter | AR8101BLK-2U | APC970 |  |  |  | Sep 3 2014 11:17AM
San Jose | San Jose -> AT13ESR -> CABINET 24 | CABINET 24 | RU#28 | SJC-PC-HOST |  | Hewlett-Packard | ProLiant | DL 360 G5 | HEPA599 | USM71302LW |  | 10.122.136.233,ILo eaqe-sitescope-ilo 10.122.128.114 | Sep 3 2014 11:17AM
San Jose | San Jose -> AT13ESR -> CABINET 24 | CABINET 24 | RU#26 | SJ2HPC1 | LAB SERVICES | Dell Computer | PowerEdge R-Series | PowerEdge R720-2.5 Drive | DELC972 | 672W8Z1 | 3128402 |  | Sep 3 2014 11:17AM
San Jose | San Jose -> AT13ESR -> CABINET 24 | CABINET 24 | RU#24 | SJ2HPC2 | LAB SERVICES | Dell Computer | PowerEdge R-Series | PowerEdge R720-2.5 Drive | DELC972 | 673Y8Z1 | 3128404 |  | Sep 3 2014 11:17AM
San Jose | San Jose -> AT13ESR -> CABINET 24 | CABINET 24 | RU#22 | MEERQEWINVM1 |  | Hewlett-Packard | ProLiant | DL380 G5 | HEPA633 | 2UX806035B |  | 10.122.51.64 | Sep 3 2014 11:17AM
San Jose | San Jose -> AT13ESR -> CABINET 24 | CABINET 24 | RU#21 | MEERQEDEPLOY |  | Hewlett-Packard | ProLiant | DL320 G5 | HEPA848 | MX281401BZ |  | 10.122.51.63 | Sep 3 2014 11:17AM
San Jose | San Jose -> AT13ESR -> CABINET 24 | CABINET 24 | RU#20 | blanking panel |  | APC | NetShelter | AR8101BLK-1U | APC969 |  |  |  | Oct 8 2014 12:15PM
San Jose | San Jose -> AT13ESR -> CABINET 24 | CABINET 24 | RU#18 | SJ2HPC03 | LAB SERVICES | Dell Computer | PowerEdge R-Series | PowerEdge R720-2.5 Drive | DELC972 | 674Y8Z1 | 3128405 |  | Sep 3 2014 11:16AM
San Jose | San Jose -> AT13ESR -> CABINET 24 | CABINET 24 | RU#16 | SJ2HPC04 | LAB SERVICES | Dell Computer | PowerEdge R-Series | PowerEdge R720-2.5 Drive | DELC972 | 672X8Z1 | 3128407 |  | Sep 3 2014 11:16AM
San Jose | San Jose -> AT13ESR -> CABINET 24 | CABINET 24 | RU#14 | SJ2HPC05 | LAB SERVICES | Dell Computer | PowerEdge R-Series | PowerEdge R720-2.5 Drive | DELC972 | 674W8Z1 | 3128406 |  | Sep 3 2014 11:16AM
San Jose | San Jose -> AT13ESR -> CABINET 24 | CABINET 24 | RU#12 | blanking panel |  | APC | NetShelter | AR8101BLK-2U | APC970 |  |  |  | Oct 8 2014 12:15PM
San Jose | San Jose -> AT13ESR -> CABINET 24 | CABINET 24 | RU#11 | blanking panel |  | APC | NetShelter | AR8101BLK-1U | APC969 |  |  |  | Oct 8 2014 12:15PM
San Jose | San Jose -> AT13ESR -> CABINET 3 | CABINET 3 | RU#09 | blanking panel |  | APC | NetShelter | AR8101BLK-8U | APC972 |  |  |  | Sep 3 2014 11:18AM
San Jose | San Jose -> AT13ESR -> CABINET 3 | CABINET 3 | RU#01 | blanking panel |  | APC | NetShelter | AR8101BLK-8U | APC972 |  |  |  | Sep 3 2014 11:18AM
San Jose | San Jose -> AT13ESR -> CABINET 3 | CABINET 3 | RU#41 | cable manager |  | Chatsworth Products | Cable Management | 30130-719 | CHPR213 |  |  |  | Sep 3 2014 11:20AM
San Jose | San Jose -> AT13ESR -> CABINET 3 | CABINET 3 | RU#40 | SJA13ESRILOSA | NETWORK SERVICES | Cisco Systems | Catalyst 3550 | WS-C3550-48-SMI-48 | CSCO496 | FOC1223Y0Z8 |  | 10.122.128.12 | Sep 3 2014 11:19AM
San Jose | San Jose -> AT13ESR -> CABINET 3 | CABINET 3 | RU#39 | blanking panel |  | APC | NetShelter | AR8101BLK-1U | APC969 |  |  |  | Sep 3 2014 11:19AM
San Jose | San Jose -> AT13ESR -> CABINET 3 | CABINET 3 | RU#31 | blanking panel |  | APC | NetShelter | AR8101BLK-8U | APC972 |  |  |  | Sep 3 2014 11:19AM
San Jose | San Jose -> AT13ESR -> CABINET 3 | CABINET 3 | RU#30 | ACRO-XSERVE-0 |  | Apple Computer | Xserve | Xserve Quad Xeon | APPL167 | G884301LX8S | 3097828 | 10.122.128.180 | Sep 3 2014 11:19AM
San Jose | San Jose -> AT13ESR -> CABINET 3 | CABINET 3 | RU#29 | ACRO-XSERVE-1 |  | Apple Computer | Xserve | Xserve Quad Xeon | APPL167 | G884301MX8S | 3097828 | 10.122.128.181 | Sep 3 2014 11:19AM
San Jose | San Jose -> AT13ESR -> CABINET 3 | CABINET 3 | RU#28 | ACRO-XSERVE-2 |  | Apple Computer | Xserve | Xserve Quad Xeon | APPL167 | G884301NX8S | 3097828 | 10.122.128.182 | Sep 3 2014 11:19AM
San Jose | San Jose -> AT13ESR -> CABINET 3 | CABINET 3 | RU#27 | ACRO-XSERVE-4 |  | Apple Computer | Xserve | Xserve Quad Xeon | APPL167 | G884301JX8S | 3097828 | 10.122.128.184 | Sep 3 2014 11:19AM
San Jose | San Jose -> AT13ESR -> CABINET 3 | CABINET 3 | RU#26 | ACRO-XSERVE-5 |  | Apple Computer | Xserve | Xserve Quad Xeon | APPL167 | G884301GX8S | 3097828 | 10.122.128.185 | Sep 3 2014 11:19AM
San Jose | San Jose -> AT13ESR -> CABINET 3 | CABINET 3 | RU#25 | ACRO-XSERVE-6 |  | Apple Computer | Xserve | Xserve Quad Xeon | APPL167 | G884301GX8S | 3097828 | 10.122.128.186 | Sep 3 2014 11:19AM
San Jose | San Jose -> AT13ESR -> CABINET 3 | CABINET 3 | RU#24 | ACRO-XSERVE-7 |  | Apple Computer | Xserve | Xserve Quad Xeon | APPL167 | G884301HX8S | 3097828 | 10.122.128.187 | Sep 3 2014 11:19AM
San Jose | San Jose -> AT13ESR -> CABINET 3 | CABINET 3 | RU#23 | ACRO-XSERVE-8 |  | Apple Computer | Xserve | Xserve Quad Xeon | APPL167 | G884301PX8S | 3097828 | 10.122.128.1882 | Sep 3 2014 11:19AM
San Jose | San Jose -> AT13ESR -> CABINET 3 | CABINET 3 | RU#22 | ACRO-XSERVE-3 |  | Apple Computer | Xserve | Xserve Quad Xeon | APPL167 | G884301FX8S | 3097828 | 10.122.128.183 | Sep 3 2014 11:18AM
San Jose | San Jose -> AT13ESR -> CABINET 3 | CABINET 3 | RU#21 | blanking panel |  | APC | NetShelter | AR8101BLK-1U | APC969 |  |  |  | Sep 3 2014 11:18AM
San Jose | San Jose -> AT13ESR -> CABINET 3 | CABINET 3 | RU#17 | blanking panel |  | APC | NetShelter | AR8101BLK-4U | APC971 |  |  |  | Sep 3 2014 11:18AM
San Jose | San Jose -> AT13ESR -> CABINET 4 | CABINET 4 | RU#09 | blanking panel |  | APC | NetShelter | AR8101BLK-8U | APC972 |  |  |  | Sep 3 2014 11:20AM
San Jose | San Jose -> AT13ESR -> CABINET 4 | CABINET 4 | RU#01 | blanking panel |  | APC | NetShelter | AR8101BLK-8U | APC972 |  |  |  | Sep 3 2014 11:20AM
San Jose | San Jose -> AT13ESR -> CABINET 4 | CABINET 4 | InOutPlug#2 | PDU2 |  | APC | PDU | AP7830 | APC965 |  |  |  | Sep 3 2014 11:20AM
San Jose | San Jose -> AT13ESR -> CABINET 4 | CABINET 4 | InOutPlug#1 | PDU1 |  | APC | PDU | AP7830 | APC965 |  |  |  | Sep 3 2014 11:20AM
San Jose | San Jose -> AT13ESR -> CABINET 4 | CABINET 4 | RU#41 | cable manager |  | Chatsworth Products | Cable Management | 30130-719 | CHPR213 |  |  |  | Sep 3 2014 11:21AM
San Jose | San Jose -> AT13ESR -> CABINET 4 | CABINET 4 | RU#37 | SJQEAIX6 |  | IBM | P-Series | p5-520 | IBMN169 | 06-ACBF2 |  | 10.122.128.196 | Sep 3 2014 11:21AM
San Jose | San Jose -> AT13ESR -> CABINET 4 | CABINET 4 | RU#36 | CONTENT.SANDBOX3 |  | Hewlett-Packard | ProLiant | DL160 G5 | HEPD380 | USE831N29X |  | 10.122.234.253 | Sep 3 2014 11:21AM
San Jose | San Jose -> AT13ESR -> CABINET 4 | CABINET 4 | RU#35 | HUB.SANDBOX3 |  | Hewlett-Packard | ProLiant | DL160 G5 | HEPD380 | USE105N70B |  | 10.122.234.46 | Sep 3 2014 11:21AM
San Jose | San Jose -> AT13ESR -> CABINET 4 | CABINET 4 | RU#34 | PROC.SABDBOX3 |  | Hewlett-Packard | ProLiant | DL160 G5 | HEPD380 | USE831N2A2 |  | 10.122.23414 | Sep 3 2014 11:21AM
San Jose | San Jose -> AT13ESR -> CABINET 4 | CABINET 4 | RU#33 | MANIFEST.STG2 |  | Hewlett-Packard | ProLiant | DL160 G5 | HEPD380 | USE831N29P |  | 10.122.234.56 | Sep 3 2014 11:21AM
San Jose | San Jose -> AT13ESR -> CABINET 4 | CABINET 4 | RU#29 | blanking panel |  | APC | NetShelter | AR8101BLK-4U | APC971 |  |  |  | Sep 3 2014 11:20AM
San Jose | San Jose -> AT13ESR -> CABINET 4 | CABINET 4 | RU#25 | blanking panel |  | APC | NetShelter | AR8101BLK-4U | APC971 |  |  |  | Sep 3 2014 11:20AM
San Jose | San Jose -> AT13ESR -> CABINET 4 | CABINET 4 | RU#24 | MAC-AGENT96 |  | Apple Computer | Xserve | Xserve | APPL078 | G8845263X8S | 3098038 | NIC1: 10.122.128.235 ILO: 10.122.128.245 | Sep 3 2014 11:20AM
San Jose | San Jose -> AT13ESR -> CABINET 4 | CABINET 4 | RU#23 | MAC-AGENT97 |  | Apple Computer | Xserve | Xserve | APPL078 | G8845262X8S | 3098039 | NIC1: 10.122.128.236 ILO: 10.122.128.246 | Sep 3 2014 11:20AM
San Jose | San Jose -> AT13ESR -> CABINET 4 | CABINET 4 | RU#22 | WIN-AGENT179 |  | Hewlett-Packard | ProLiant | DL320 G5p | HEPD383 | MX290300BD | 3098388 | 10.122.129.4 | Sep 3 2014 11:20AM
San Jose | San Jose -> AT13ESR -> CABINET 4 | CABINET 4 | RU#21 | AGANJU | SERVER SERVICES | Apple Computer | Xserve | Xserve | APPL078 | G87070A9V2Q | 2091967 | 10.122.129.99 | Sep 3 2014 11:20AM
San Jose | San Jose -> AT13ESR -> CABINET 4 | CABINET 4 | RU#20 | TESTDRIVE16 |  | Apple Computer | Xserve | Xserve | APPL078 | YM91201C10J | 3099174 | 10.122.129.107 | Sep 3 2014 11:20AM
San Jose | San Jose -> AT13ESR -> CABINET 4 | CABINET 4 | RU#19 | blanking panel |  | APC | NetShelter | AR8101BLK-1U | APC969 |  |  |  | Sep 3 2014 11:20AM
San Jose | San Jose -> AT13ESR -> CABINET 4 | CABINET 4 | RU#17 | blanking panel |  | APC | NetShelter | AR8101BLK-2U | APC970 |  |  |  | Sep 3 2014 11:20AM
San Jose | San Jose -> AT13ESR -> CABINET 5 | CABINET 5 | RU#09 | blanking panel |  | APC | NetShelter | AR8101BLK-8U | APC972 |  |  |  | Sep 3 2014 11:21AM
San Jose | San Jose -> AT13ESR -> CABINET 5 | CABINET 5 | RU#01 | blanking panel |  | APC | NetShelter | AR8101BLK-8U | APC972 |  |  |  | Sep 3 2014 11:21AM
San Jose | San Jose -> AT13ESR -> CABINET 5 | CABINET 5 | InOutPlug#2 | PDU2 |  | APC | PDU | AP7830 | APC965 |  |  |  | Sep 3 2014 11:21AM
San Jose | San Jose -> AT13ESR -> CABINET 5 | CABINET 5 | InOutPlug#1 | PDU1 |  | APC | PDU | AP7830 | APC965 |  |  |  | Sep 3 2014 11:21AM
San Jose | San Jose -> AT13ESR -> CABINET 5 | CABINET 5 | RU#41 | cable manager |  | Chatsworth Products | Cable Management | 30130-719 | CHPR213 |  |  |  | Sep 3 2014 11:23AM
San Jose | San Jose -> AT13ESR -> CABINET 5 | CABINET 5 | RU#40 | patch panel |  | Panduit | Mini-Com | CP24BL | PAND393 |  |  |  | Sep 3 2014 11:23AM
San Jose | San Jose -> AT13ESR -> CABINET 5 | CABINET 5 | RU#38 | OSSUS |  | Hewlett-Packard | ProLiant | DL380 G5 | HEPA633 | 2UX8500275 | 3098249 | 10.122.128.248, Ossus-ilo.corp.adobe.com (10.122.128.247) | Sep 3 2014 11:23AM
San Jose | San Jose -> AT13ESR -> CABINET 5 | CABINET 5 | RU#36 | ACRO-WORKER-20 |  | Hewlett-Packard | ProLiant | DL380 G5 | HEPA633 | 2UX905017K | 3098514 | 10.122.129.1 | Sep 3 2014 11:23AM
San Jose | San Jose -> AT13ESR -> CABINET 5 | CABINET 5 | RU#35 | MBSAIR4 |  | Apple Computer | Xserve | Xserve | APPL078 | G88234YBY8S |  | 10.122.129.31 | Sep 3 2014 11:23AM
San Jose | San Jose -> AT13ESR -> CABINET 5 | CABINET 5 | RU#34 | MBSAIR5 |  | Apple Computer | Xserve | Xserve | APPL078 | G88234YAX8S |  | 10.122.129.32 | Sep 3 2014 11:23AM
San Jose | San Jose -> AT13ESR -> CABINET 5 | CABINET 5 | RU#33 | WBSAIR4 |  | Hewlett-Packard | ProLiant | DL140 G3 | HEPA847 | MX282200UM |  | 10.122.129.33 - ILO 10.122.129.132 | Sep 3 2014 11:23AM
San Jose | San Jose -> AT13ESR -> CABINET 5 | CABINET 5 | RU#32 | WBSAIR5 |  | Hewlett-Packard | ProLiant | DL140 G3 | HEPA847 | MX282200UA |  | 10.122.129.34 - ILO 10.122.129.133 | Sep 3 2014 11:23AM
San Jose | San Jose -> AT13ESR -> CABINET 5 | CABINET 5 | RU#31 | FRBUILD-MAC14 | LAB SERVICES | Apple Computer | Xserve | Xserve | APPL078 | G891912Z6HS | 3098819 | 10.122.129.41 | Sep 3 2014 11:22AM
San Jose | San Jose -> AT13ESR -> CABINET 5 | CABINET 5 | RU#30 | FRBUILD-MAC15 | LAB SERVICES | Apple Computer | Xserve | Xserve | APPL078 | G891912X6HS | 3098816 | 10.122.129.42 | Sep 3 2014 11:22AM
San Jose | San Jose -> AT13ESR -> CABINET 5 | CABINET 5 | RU#29 | AIRVMHOST7 | LAB SERVICES | Apple Computer | Xserve | Xserve | APPL078 | G891912Y6HS | 3098818 | 10.122.129.43 | Sep 3 2014 11:22AM
San Jose | San Jose -> AT13ESR -> CABINET 5 | CABINET 5 | RU#28 | FRBUILD-MAC16 | LAB SERVICES | Apple Computer | Xserve | Xserve | APPL078 | G89191306HS | 3098817 | 10.122.129.44 | Sep 3 2014 11:22AM
San Jose | San Jose -> AT13ESR -> CABINET 5 | CABINET 5 | RU#26 | VINYL |  | Hewlett-Packard | ProLiant | DL380 G5 | HEPA633 | 2UX91401WC | 3098812 | 10.122.129.28 | Sep 3 2014 11:22AM
San Jose | San Jose -> AT13ESR -> CABINET 5 | CABINET 5 | RU#25 | MAC-AGENT119 | LAB SERVICES | Apple Computer | Xserve | Xserve | APPL078 | G89190N56HS | 3098689 | 10.122.128.29 | Sep 3 2014 11:22AM
San Jose | San Jose -> AT13ESR -> CABINET 5 | CABINET 5 | RU#24 | ACRO-WORKER-21 | LAB SERVICES | Hewlett-Packard | ProLiant | DL320 G5p | HEPD383 | MX285100AP | 3098515 | 10.122.129.1 | Sep 3 2014 11:22AM
San Jose | San Jose -> AT13ESR -> CABINET 5 | CABINET 5 | RU#23 | ACRO-WORKER-22 | LAB SERVICES | Hewlett-Packard | ProLiant | DL320 G5p | HEPD383 | MX284600JR | 3098542 | 10.122.129.2 | Sep 3 2014 11:22AM
San Jose | San Jose -> AT13ESR -> CABINET 5 | CABINET 5 | RU#22 | SJC-DTS-SERVER |  | Generic Altima Technologies Rackmountable | General Rackmount Equipment | 1U Server | 0GRM076 | NA |  | 10.122.129.60 | Sep 3 2014 11:22AM
San Jose | San Jose -> AT13ESR -> CABINET 5 | CABINET 5 | RU#21 | blanking panel |  | APC | NetShelter | AR8101BLK-1U | APC969 |  |  |  | Sep 3 2014 11:22AM
San Jose | San Jose -> AT13ESR -> CABINET 5 | CABINET 5 | RU#20 | WIN-AGENT101 | SERVER SERVICES | Hewlett-Packard | ProLiant | DL320 G5 | HEPA848 | MX270401PO | N/A | 10.122.129.97 | Sep 3 2014 11:22AM
San Jose | San Jose -> AT13ESR -> CABINET 5 | CABINET 5 | RU#19 | PSMOLECULE6 |  | Hewlett-Packard | ProLiant | DL 360 G5 | HEPA599 | MXQ92304RK | 3099183 | 10.122.129.109 | Sep 3 2014 11:21AM
San Jose | San Jose -> AT13ESR -> CABINET 5 | CABINET 5 | RU#18 | PSMOLECULE7 |  | Hewlett-Packard | ProLiant | DL 360 G5 | HEPA599 | MXQ92104T2 | 3099182 | 10.122.129.124 | Sep 3 2014 11:21AM
San Jose | San Jose -> AT13ESR -> CABINET 5 | CABINET 5 | RU#17 | blanking panel |  | APC | NetShelter | AR8101BLK-1U | APC969 |  |  |  | Sep 3 2014 11:21AM
San Jose | San Jose -> AT13ESR -> CABINET 6 | CABINET 6 | InOutPlug#2 | PDU2 | DATA CENTER OPERATIONS | APC | PDU | AP7830 | APC965 |  |  |  | Sep 3 2014 11:23AM
San Jose | San Jose -> AT13ESR -> CABINET 6 | CABINET 6 | InOutPlug#1 | PDU1 | DATA CENTER OPERATIONS | APC | PDU | AP7830 | APC965 |  |  |  | Sep 3 2014 11:23AM
San Jose | San Jose -> AT13ESR -> CABINET 6 | CABINET 6 | RU#41 | cable manager |  | Chatsworth Products | Cable Management | 30130-719 | CHPR213 |  |  |  | Sep 3 2014 11:25AM
San Jose | San Jose -> AT13ESR -> CABINET 6 | CABINET 6 | RU#40 | SJA13ESR-3 | DATA CENTER OPERATIONS | Raritan Computer | Dominion KX II | DKX2-432 | RCI152 |  |  |  | Sep 3 2014 11:25AM
San Jose | San Jose -> AT13ESR -> CABINET 6 | CABINET 6 | RU#39 | PSMACMOL3 |  | Apple Computer | Xserve | Xserve | APPL078 | H09352896HS | 3099532 | 10.122.129.126 | Sep 3 2014 11:25AM
San Jose | San Jose -> AT13ESR -> CABINET 6 | CABINET 6 | RU#38 | MAC-AGENT123 |  | Apple Computer | Xserve | Xserve | APPL078 | M093222M6HS | 3099435 | 10.122.129.134 | Sep 3 2014 11:25AM
San Jose | San Jose -> AT13ESR -> CABINET 6 | CABINET 6 | RU#37 | MAC-AGENT124 |  | Apple Computer | Xserve | Xserve | APPL078 | H093222L6HS | 3099437 | 10.122.129.136 | Sep 3 2014 11:25AM
San Jose | San Jose -> AT13ESR -> CABINET 6 | CABINET 6 | RU#36 | MAC-AGENT125 |  | Apple Computer | Xserve | Xserve | APPL078 | H093222N6HS | 3099436 | 10.122.129.138 | Sep 3 2014 11:25AM
San Jose | San Jose -> AT13ESR -> CABINET 6 | CABINET 6 | RU#34 | WIN-AGENT184 |  | Hewlett-Packard | ProLiant | DL380 G5 | HEPA633 | USE943N4HZ | 3099682 |  | Sep 3 2014 11:25AM
San Jose | San Jose -> AT13ESR -> CABINET 6 | CABINET 6 | RU#32 | WIN-AGENT185 |  | Hewlett-Packard | ProLiant | DL380 G5 | HEPA633 | USE943N4HX | 3099681 |  | Sep 3 2014 11:25AM
San Jose | San Jose -> AT13ESR -> CABINET 6 | CABINET 6 | RU#31 | TPQEHP1 | LAB SERVICES | Hewlett-Packard | ProLiant | DL320 G5p | HEPD383 | MX282201AB | NA | 10.122.129.149 | Sep 3 2014 11:25AM
San Jose | San Jose -> AT13ESR -> CABINET 6 | CABINET 6 | RU#30 | TPQEHP2 | LAB SERVICES | Hewlett-Packard | ProLiant | DL320 G5p | HEPD383 | MX282201A6 | NA | 10.122.129.149 | Sep 3 2014 11:25AM
San Jose | San Jose -> AT13ESR -> CABINET 6 | CABINET 6 | RU#29 | DVA-CS55WIN-7 |  | Hewlett-Packard | ProLiant | DL320 G6 | HEPD979 | MX2941020J | 3104324 | 10.122.129.173 | Sep 3 2014 11:24AM
San Jose | San Jose -> AT13ESR -> CABINET 6 | CABINET 6 | RU#28 | shelf |  | Generic Equipment Set | Shelf | 19 Inch 1U Shelf | GENR944 |  |  |  | Sep 3 2014 11:24AM
San Jose | San Jose -> AT13ESR -> CABINET 6 | CABINET 6 | RU#27 | DVA-CS55MAC-7 |  | Apple Computer | Xserve | Xserve | APPL078 | H00135GT6HS | 3104323 | 10.122.129.171 | Sep 3 2014 11:24AM
San Jose | San Jose -> AT13ESR -> CABINET 6 | CABINET 6 | RU#24 | WINMOL-001 |  | Hewlett-Packard | ProLiant | DL380 G6 - SFF | HEPD897 | USE946N1JK | 3099754 | 10.122.128.55, 10.122.128.56 | Sep 3 2014 11:24AM
San Jose | San Jose -> AT13ESR -> CABINET 6 | CABINET 6 | RU#22 | WINMOL-002 |  | Hewlett-Packard | ProLiant | DL380 G6 - SFF | HEPD897 | USE946N1JL | 3099754 | 10.122.128.57, 10.122.131.195 | Sep 3 2014 11:24AM
San Jose | San Jose -> AT13ESR -> CABINET 6 | CABINET 6 | RU#19 | VMMAKER01-NEW |  | Hewlett-Packard | ProLiant | DL320 G6 | HEPD979 | MX2932013W |  |  | Sep 3 2014 11:24AM
San Jose | San Jose -> AT13ESR -> CABINET 6 | CABINET 6 | RU#16 | THUMPER01-NEW |  | Hewlett-Packard | ProLiant | DL320 G6 | HEPD979 | MX2932014K |  |  | Sep 3 2014 11:24AM
San Jose | San Jose -> AT13ESR -> CABINET 6 | CABINET 6 | RU#14 | WIN-AGENT225 |  | Hewlett-Packard | ProLiant Gen9 | DL380 G9 (4 Drive) | HEPW886 | MXQ54107WJ |  | 10.122.128.135 | Sep 15 2016 6:08PM
San Jose | San Jose -> AT13ESR -> CABINET 6 | CABINET 6 | RU#12 | WIN-AGENT224 |  | Hewlett-Packard | ProLiant Gen9 | DL380 G9 (4 Drive) | HEPW886 | MXQ54108PW |  | 10.122.128.134 | Sep 15 2016 6:08PM
San Jose | San Jose -> AT13ESR -> CABINET 7 | CABINET 7 | RU#09 | blanking panel |  | APC | NetShelter | AR8101BLK-2U | APC970 |  |  |  | Sep 3 2014 11:26AM
San Jose | San Jose -> AT13ESR -> CABINET 7 | CABINET 7 | RU#07 | blanking panel |  | APC | NetShelter | AR8101BLK-2U | APC970 |  |  |  | Sep 3 2014 11:26AM
San Jose | San Jose -> AT13ESR -> CABINET 7 | CABINET 7 | RU#05 | blanking panel |  | APC | NetShelter | AR8101BLK-2U | APC970 |  |  |  | Sep 3 2014 11:26AM
San Jose | San Jose -> AT13ESR -> CABINET 7 | CABINET 7 | RU#03 | blanking panel |  | APC | NetShelter | AR8101BLK-2U | APC970 |  |  |  | Sep 3 2014 11:26AM
San Jose | San Jose -> AT13ESR -> CABINET 7 | CABINET 7 | RU#01 | blanking panel |  | APC | NetShelter | AR8101BLK-2U | APC970 |  |  |  | Sep 3 2014 11:25AM
San Jose | San Jose -> AT13ESR -> CABINET 7 | CABINET 7 | InOutPlug#2 | PDU2 |  | APC | PDU | AP7830 | APC965 |  |  |  | Sep 3 2014 11:25AM
San Jose | San Jose -> AT13ESR -> CABINET 7 | CABINET 7 | InOutPlug#1 | PDU1 |  | APC | PDU | AP7830 | APC965 |  |  |  | Sep 3 2014 11:25AM
San Jose | San Jose -> AT13ESR -> CABINET 7 | CABINET 7 | RU#40 | cable manager |  | Chatsworth Products | Cable Management | 30130-719 | CHPR213 |  |  |  | Sep 3 2014 11:26AM
San Jose | San Jose -> AT13ESR -> CABINET 7 | CABINET 7 | RU#38 | ACI001 |  | Cisco Systems | Nexus 9000 Series | N9K-C9396PX | CSSY219 | SAL1830XA7Y | 6002698 |  | Mar 12 2015 5:46PM
San Jose | San Jose -> AT13ESR -> CABINET 7 | CABINET 7 | RU#36 | ACI002 |  | Cisco Systems | Nexus 9000 Series | N9K-C9396PX | CSSY219 | SAL1832Y6XJ | 6002698 |  | Mar 12 2015 5:46PM
San Jose | San Jose -> AT13ESR -> CABINET 7 | CABINET 7 | RU#34 | ACI003 |  | Cisco Systems | Nexus 9000 Series | N9K-C9396PX | CSSY219 | SAL1829X4ZN | 6002698 |  | Mar 12 2015 5:46PM
San Jose | San Jose -> AT13ESR -> CABINET 7 | CABINET 7 | RU#32 | ACI004 |  | Cisco Systems | Nexus 9000 Series | N9K-C9396PX | CSSY219 | SAL1832Y6UZ | 6002698 |  | Mar 12 2015 5:46PM
San Jose | San Jose -> AT13ESR -> CABINET 7 | CABINET 7 | RU#30 | ACI005 |  | Cisco Systems | Nexus 9000 Series | N9K-C9336PQ | CSSY537 | SAL183600GX | 6002698 |  | Mar 12 2015 5:46PM
San Jose | San Jose -> AT13ESR -> CABINET 7 | CABINET 7 | RU#28 | ACI006 |  | Cisco Systems | Nexus 9000 Series | N9K-C9336PQ | CSSY537 | SAL183600GN | 6002698 |  | Mar 12 2015 5:46PM
San Jose | San Jose -> AT13ESR -> CABINET 7 | CABINET 7 | RU#27 | ACI007 |  | Cisco Systems | Nexus 9000 Series | APIC | CSSY512 | FCH1831V1CV | 6002698 |  | Mar 12 2015 5:46PM
San Jose | San Jose -> AT13ESR -> CABINET 7 | CABINET 7 | RU#26 | ACI008 |  | Cisco Systems | Nexus 9000 Series | APIC | CSSY512 | FCH1831V0WK | 6002698 |  | Mar 12 2015 5:46PM
San Jose | San Jose -> AT13ESR -> CABINET 7 | CABINET 7 | RU#25 | ACI009 |  | Cisco Systems | Nexus 9000 Series | APIC | CSSY512 | FCH1831V1Q7 | 6002698 |  | Mar 12 2015 5:46PM
San Jose | San Jose -> AT13ESR -> CABINET 7 | CABINET 7 | RU#19 | blanking panel |  | APC | NetShelter | AR8101BLK-2U | APC970 |  |  |  | Sep 3 2014 11:26AM
San Jose | San Jose -> AT13ESR -> CABINET 7 | CABINET 7 | RU#17 | blanking panel |  | APC | NetShelter | AR8101BLK-2U | APC970 |  |  |  | Sep 3 2014 11:26AM
San Jose | San Jose -> AT13ESR -> CABINET 7 | CABINET 7 | RU#15 | blanking panel |  | APC | NetShelter | AR8101BLK-2U | APC970 |  |  |  | Sep 3 2014 11:26AM
San Jose | San Jose -> AT13ESR -> CABINET 7 | CABINET 7 | RU#13 | blanking panel |  | APC | NetShelter | AR8101BLK-2U | APC970 |  |  |  | Sep 3 2014 11:26AM
San Jose | San Jose -> AT13ESR -> CABINET 7 | CABINET 7 | RU#11 | blanking panel |  | APC | NetShelter | AR8101BLK-2U | APC970 |  |  |  | Sep 3 2014 11:26AM
San Jose | San Jose -> AT13ESR -> CABINET 8 | CABINET 8 | RU#09 | blanking panel |  | APC | NetShelter | AR8101BLK-8U | APC972 |  |  |  | Sep 5 2014 11:27AM
San Jose | San Jose -> AT13ESR -> CABINET 8 | CABINET 8 | RU#01 | blanking panel |  | APC | NetShelter | AR8101BLK-8U | APC972 |  |  |  | Sep 5 2014 11:27AM
San Jose | San Jose -> AT13ESR -> CABINET 8 | CABINET 8 | InOutPlug#2 | PDU2 |  | APC | PDU | AP7830 | APC965 |  |  |  | Sep 3 2014 11:26AM
San Jose | San Jose -> AT13ESR -> CABINET 8 | CABINET 8 | InOutPlug#1 | PDU1 |  | APC | PDU | AP7830 | APC965 |  |  |  | Sep 3 2014 11:26AM
San Jose | San Jose -> AT13ESR -> CABINET 8 | CABINET 8 | RU#41 | cable manager |  | Chatsworth Products | Cable Management | 30130-719 | CHPR213 |  |  |  | Sep 3 2014 11:26AM
San Jose | San Jose -> AT13ESR -> CABINET 8 | CABINET 8 | RU#40 | patch panel |  | Panduit | Mini-Com | CP24BL | PAND393 |  |  |  | Sep 3 2014 11:26AM
San Jose | San Jose -> AT13ESR -> CABINET 8 | CABINET 8 | RU#37 | blanking panel |  | APC | NetShelter | AR8101BLK-3U | APCC280 |  |  |  | Sep 5 2014 11:27AM
San Jose | San Jose -> AT13ESR -> CABINET 8 | CABINET 8 | RU#33 | blanking panel |  | APC | NetShelter | AR8101BLK-4U | APC971 |  |  |  | Sep 5 2014 11:27AM
San Jose | San Jose -> AT13ESR -> CABINET 8 | CABINET 8 | RU#25 | blanking panel |  | APC | NetShelter | AR8101BLK-8U | APC972 |  |  |  | Sep 5 2014 11:27AM
San Jose | San Jose -> AT13ESR -> CABINET 8 | CABINET 8 | RU#17 | blanking panel |  | APC | NetShelter | AR8101BLK-8U | APC972 |  |  |  | Sep 5 2014 11:27AM
San Jose | San Jose -> AT13ESR -> CABINET 9 | CABINET 9 | RU#01 | SJ2DCA004 |  | Dell Computer | PowerEdge M-Series | PowerEdge M1000e | DELC001 | 22D7J02 |  |  | Sep 16 2014 1:32PM
San Jose | San Jose -> AT13ESR -> CABINET 9 | CABINET 9 | InOutPlug#2 | PDU2 | DATA CENTER OPERATIONS | APC | PDU | AP7830 | APC965 |  |  |  | Sep 3 2014 11:27AM
San Jose | San Jose -> AT13ESR -> CABINET 9 | CABINET 9 | InOutPlug#1 | PDU1 | DATA CENTER OPERATIONS | APC | PDU | AP7830 | APC965 |  |  |  | Sep 3 2014 11:27AM
San Jose | San Jose -> AT13ESR -> CABINET 9 | CABINET 9 | RU#41 | cable manager |  | Chatsworth Products | Cable Management | 30130-719 | CHPR213 |  |  |  | Sep 3 2014 11:27AM
San Jose | San Jose -> AT13ESR -> CABINET 9 | CABINET 9 | RU#40 | SJA13ESRILOSB | NETWORK SERVICES | Cisco Systems | Catalyst 3550 | WS-C3550-48-SMI-48 | CSCO496 | FOC1223Y103 |  |  | Sep 3 2014 11:27AM
San Jose | San Jose -> AT13ESR -> CABINET 9 | CABINET 9 | RU#39 | blanking panel |  | APC | NetShelter | AR8101BLK-1U | APC969 |  |  |  | Sep 3 2014 11:27AM
San Jose | San Jose -> AT13ESR -> CABINET 9 | CABINET 9 | RU#37 | blanking panel |  | APC | NetShelter | AR8101BLK-2U | APC970 |  |  |  | Sep 3 2014 11:27AM
San Jose | San Jose -> AT13ESR -> CABINET 9 | CABINET 9 | RU#33 | blanking panel |  | APC | NetShelter | AR8101BLK-4U | APC971 |  |  |  | Sep 3 2014 11:27AM
San Jose | San Jose -> AT13ESR -> CABINET 9 | CABINET 9 | RU#25 | blanking panel |  | APC | NetShelter | AR8101BLK-8U | APC972 |  |  |  | Sep 3 2014 11:27AM
San Jose | San Jose -> AT13ESR -> CABINET 9 | CABINET 9 | RU#17 | blanking panel |  | APC | NetShelter | AR8101BLK-8U | APC972 |  |  |  | Sep 3 2014 11:27AM
San Jose | San Jose -> AT13ESR -> CABINET 9 | CABINET 9 | RU#15 | blanking panel |  | APC | NetShelter | AR8101BLK-2U | APC970 |  |  |  | Sep 16 2014 1:32PM
San Jose | San Jose -> AT13ESR -> CABINET 9 | CABINET 9 | RU#11 | blanking panel |  | APC | NetShelter | AR8101BLK-4U | APC971 |  |  |  | Sep 16 2014 1:32PM
San Jose | San Jose -> AT13ESR -> CABINET 9 -> SJ2DCA004 | SJ2DCA004 | Slot#8 | M820 (8) |  | Dell Computer | PowerEdge M-Series | M820 | DELM056 | 20J5J02 |  |  | Sep 16 2014 3:55PM
San Jose | San Jose -> AT13ESR -> CABINET 9 -> SJ2DCA004 | SJ2DCA004 | Slot#7 | M820 (7) |  | Dell Computer | PowerEdge M-Series | M820 | DELM056 | 20G4J02 |  |  | Sep 16 2014 3:55PM
San Jose | San Jose -> AT13ESR -> CABINET 9 -> SJ2DCA004 | SJ2DCA004 | Slot#6 | M820 (6) |  | Dell Computer | PowerEdge M-Series | M820 | DELM056 | 20H4J02 |  |  | Sep 16 2014 3:55PM
San Jose | San Jose -> AT13ESR -> CABINET 9 -> SJ2DCA004 | SJ2DCA004 | Slot#5 | M820 (5) |  | Dell Computer | PowerEdge M-Series | M820 | DELM056 | 20J4J02 |  |  | Sep 16 2014 3:55PM
San Jose | San Jose -> AT13ESR -> CABINET 9 -> SJ2DCA004 | SJ2DCA004 | Slot#4 | M820 (4) |  | Dell Computer | PowerEdge M-Series | M820 | DELM056 | 20F8J02 |  |  | Sep 16 2014 3:55PM
San Jose | San Jose -> AT13ESR -> CABINET 9 -> SJ2DCA004 | SJ2DCA004 | Slot#3 | M820 (3) |  | Dell Computer | PowerEdge M-Series | M820 | DELM056 | 20G8J02 |  |  | Sep 16 2014 3:55PM
San Jose | San Jose -> AT13ESR -> CABINET 9 -> SJ2DCA004 | SJ2DCA004 | Slot#2 | M820 (2) |  | Dell Computer | PowerEdge M-Series | M820 | DELM056 | 20H8J02 |  |  | Sep 16 2014 3:55PM
San Jose | San Jose -> AT13ESR -> CABINET 9 -> SJ2DCA004 | SJ2DCA004 | Slot#1 | M820 (1) |  | Dell Computer | PowerEdge M-Series | M820 | DELM056 | 20F9J02 |  |  | Sep 16 2014 3:55PM
San Jose | San Jose -> AT6 MDC | AT6 MDC |  | HP/Compaq: AG072A #1 |  | Hewlett-Packard | HP Peripherals | AG072A | HEPD316 |  |  |  | Sep 3 2014 4:50PM
San Jose | San Jose -> AT6 MDC | AT6 MDC |  | SJC-INETV6FWA | NETWORK SERVICES | Juniper Networks | NetScreen | NS-5XT-001 | JUNP332 | AE3810AA0032 |  | 10.8.3.65 | Sep 3 2014 5:01PM
San Jose | San Jose -> AT6 MDC -> Cabinet 07 | Cabinet 07 | RU#03 | SNJSENT-EDGE-VSS-A |  | Cisco Systems | Catalyst 6500 | WS-C6509-2 | CICO323 | SMG1734N06V |  |  | Sep 3 2014 4:51PM
San Jose | San Jose -> AT6 MDC -> Cabinet 07 | Cabinet 07 | RU#43 | pdu |  | APC | PDU | AP7900 | APC302 |  |  |  | Sep 3 2014 4:52PM
San Jose | San Jose -> AT6 MDC -> Cabinet 07 | Cabinet 07 | RU#40 | ASA-SAN JOSE-2I | NETWORK SERVICES | Cisco Systems | ASA 5500 | ASA 5550 | CICO641 | JMX1218L0TM | 3096596 | N/A | Sep 3 2014 4:52PM
San Jose | San Jose -> AT6 MDC -> Cabinet 07 | Cabinet 07 | RU#39 | ASA-SAN JOSE-3 | NETWORK SERVICES | Cisco Systems | ASA 5500 | ASA 5550 | CICO641 | JMX1336L2E1 | N/A |  | Sep 3 2014 4:52PM
San Jose | San Jose -> AT6 MDC -> Cabinet 07 | Cabinet 07 | RU#37 | SJCATCMSUB1 |  | Hewlett-Packard | ProLiant | DL380 G5 | HEPA633 | 2UX91900Y0 |  |  | Sep 3 2014 4:52PM
San Jose | San Jose -> AT6 MDC -> Cabinet 07 | Cabinet 07 | RU#35 | ASA-SANJOSE-11I |  | Cisco Systems | ASA 5500 | ASA 5585-X | CSCY136 | JMX16307090 | 3117472 |  | Sep 3 2014 4:52PM
San Jose | San Jose -> AT6 MDC -> Cabinet 07 | Cabinet 07 | RU#33 | SJCDSIBX03-NEW |  | Infoblox | DNS | Trinzic 1400 | IFBX026 | 1401201412100190 |  |  | Apr 15 2015 5:06PM
San Jose | San Jose -> AT6 MDC -> Cabinet 07 | Cabinet 07 | RU#32 | SJCDSIBX04-NEW |  | Infoblox | DNS | Trinzic 1400 | IFBX026 | 1401201412100190 |  |  | Apr 15 2015 5:06PM
San Jose | San Jose -> AT6 MDC -> Cabinet 07 | Cabinet 07 | RU#30 | SJCDSGM01-NEW |  | Infoblox | DNS | TR-4000 | IFBX037 | 4810201410100020 |  |  | Apr 15 2015 5:06PM
San Jose | San Jose -> AT6 MDC -> Cabinet 07 | Cabinet 07 | RU#28 | DISCO-01 |  | Infoblox | DNS | Trinzic 2220 | IFBX029 | 2260201409100000 |  |  | Apr 15 2015 5:06PM
San Jose | San Jose -> AT6 MDC -> Cabinet 07 | Cabinet 07 | RU#25 | SNJSWAAS-03 | NETWORK SERVICES | Cisco Systems | Wide Area Application Virtualization Engine | WAVE-8541-K9 | CSCY919 | FCH1619V0PT | 3116098 | 10.31.0.240 | Oct 1 2014 4:07PM
San Jose | San Jose -> AT6 MDC -> Cabinet 07 | Cabinet 07 | RU#23 | cable manager |  | Chatsworth Products | Cable Management | 11564-719 | CHPR502 |  |  |  | Sep 3 2014 4:51PM
San Jose | San Jose -> AT6 MDC -> Cabinet 07 | Cabinet 07 | RU#18 | shelf |  | Generic Equipment Set | Shelf | 19 Inch 1U Shelf | GENR944 |  |  |  | Jul 23 2014 6:18PM
San Jose | San Jose -> AT6 MDC -> Cabinet 07 -> shelf | shelf | InOutPlug#3 | DS-SJ-ATELEVATOR | CONFERENCING SERVICES | Dell Computer | OptiPlex | OptiPlex 760 SFF | DELC212 | 3GMPXR1 |  | 10.8.4.75 | Jul 23 2014 6:18PM
San Jose | San Jose -> AT6 MDC -> CABINET 08 | CABINET 08 | RU#03 | SJA6DRA-VS-01 |  | Cisco Systems | Catalyst 6500 | WS-C6513 | CSCA235 |  |  |  | Sep 3 2014 4:52PM
San Jose | San Jose -> AT6 MDC -> CABINET 08 | CABINET 08 | RU#44 | SJCDSIBX03-NEW |  | Infoblox | DNS | Trinzic 1420 | IFBX025 |  |  |  | Mar 13 2015 7:20PM
San Jose | San Jose -> AT6 MDC -> CABINET 08 | CABINET 08 | RU#43 | SJCDSIBX04-NEW |  | Infoblox | DNS | Trinzic 1420 | IFBX025 |  |  |  | Mar 13 2015 7:20PM
San Jose | San Jose -> AT6 MDC -> CABINET 08 | CABINET 08 | RU#40 | SJCDSRPT01 | NETWORK SERVICES | Infoblox | DNS | Infoblox-1552 | IFBX011 | 1108201012100000 | 3108774 | NA | Sep 3 2014 4:53PM
San Jose | San Jose -> AT6 MDC -> CABINET 08 | CABINET 08 | RU#36 | shelf |  | Generic Equipment Set | Shelf | 19 Inch 1U Shelf | GENR944 |  |  |  | Sep 3 2014 4:53PM
San Jose | San Jose -> AT6 MDC -> CABINET 08 | CABINET 08 | RU#34 | SJ2HRA001 | TELECOM SERVICES | Hewlett-Packard | ProLiant | DL385p G8 - Open View (SFF) | HEPR577 | CZ34278MFC |  |  | Oct 29 2014 6:33PM
San Jose | San Jose -> AT6 MDC -> CABINET 08 | CABINET 08 | RU#33 | SNJSATWLC-02 | NETWORK SERVICES | Cisco Systems | Cisco 5500 | AIR-CT5508-25-K9 | CISO656 | FCW1802L03P | 100214016 | 10.8.211.26 | Apr 13 2015 6:40PM
San Jose | San Jose -> AT6 MDC -> CABINET 08 | CABINET 08 | RU#31 | SJCDSGM01-NEW |  | Infoblox | DNS | IB-4010 | IFBX019 |  |  |  | Mar 13 2015 7:20PM
San Jose | San Jose -> AT6 MDC -> CABINET 08 | CABINET 08 | RU#30 | SJGUESTFW |  | Cisco Systems | Cisco Access Control Server | CSACSE-1112-K9 | CICO056 |  |  |  | Sep 3 2014 4:53PM
San Jose | San Jose -> AT6 MDC -> CABINET 08 | CABINET 08 | RU#25 | SJA6WDSA-WLC-01 |  | Cisco Systems | Catalyst 6500 | WS-C6504-E | CICO117 |  |  |  | Sep 3 2014 4:52PM
San Jose | San Jose -> AT6 MDC -> CABINET 08 | CABINET 08 | RU#23 | cable manager |  | Chatsworth Products | Cable Management | 11564-719 | CHPR502 |  |  |  | Sep 3 2014 4:52PM
San Jose | San Jose -> AT6 MDC -> CABINET 08 -> shelf | shelf | InOutPlug#3 | Atmdc-evmon |  | Belkin Components | OmniView | F1D104 | BELK010 | 000BDC00BFC3 |  |  | Sep 3 2014 4:53PM
San Jose | San Jose -> AT6 MDC -> CABINET 09 | CABINET 09 | RU#03 | SJA6DRA-VS-02 |  | Cisco Systems | Catalyst 6500 | WS-C6509 | CSCA203 |  |  |  | Sep 3 2014 4:54PM
San Jose | San Jose -> AT6 MDC -> CABINET 09 | CABINET 09 | RU#45 | pdu |  | APC | PDU | AP7901 | APC784 |  |  |  | Sep 3 2014 4:55PM
San Jose | San Jose -> AT6 MDC -> CABINET 09 | CABINET 09 | RU#44 | pdu |  | APC | PDU | AP7901 | APC784 |  |  |  | Sep 3 2014 4:55PM
San Jose | San Jose -> AT6 MDC -> CABINET 09 | CABINET 09 | RU#43 | Cisco: Catalyst 3550-24-DC #1 |  | Cisco Systems | Catalyst 3550 | WS-C3550-24-DC-SMI -1RU | CISO264 |  |  |  | Sep 3 2014 4:55PM
San Jose | San Jose -> AT6 MDC -> CABINET 09 | CABINET 09 | RU#40 | SJHUBA-ROGRE1 |  | Cisco Systems | Cisco 7200 | CISCO7206VXR | CSCO212 |  |  |  | Sep 3 2014 4:54PM
San Jose | San Jose -> AT6 MDC -> CABINET 09 | CABINET 09 | RU#38 | SNJSWAAS-04 |  | Cisco Systems | Wide Area Application Virtualization Engine | WAVE-8541-K9 | CSCY919 | FCH2038W00A | 100214742 |  | Oct 4 2016 5:51PM
San Jose | San Jose -> AT6 MDC -> CABINET 09 | CABINET 09 | RU#36 | snjsca-greha |  | Cisco Systems | ASR 1000 Series | ASR1002 | CISO872 | FOX1609H5GE |  |  | Sep 3 2014 4:54PM
San Jose | San Jose -> AT6 MDC -> CABINET 09 | CABINET 09 | RU#32 | Sjhuba-rogre2 |  | Cisco Systems | ASR 1000 Series | ASR1002 | CISO872 | FOX1609GFAN |  |  | Sep 3 2014 4:54PM
San Jose | San Jose -> AT6 MDC -> CABINET 09 | CABINET 09 | RU#29 | SJC-BPXNETFWA | NETWORK SERVICES | Juniper Networks | SRX Series | SRX1400 | JUNP805 |  |  |  | Jun 18 2015 12:46PM
San Jose | San Jose -> AT6 MDC -> CABINET 09 | CABINET 09 | RU#28 | SJSAWF |  | NetScreen Technologies | NetScreen | NetScreen-204 | NSTI012 |  |  |  | Sep 3 2014 4:54PM
San Jose | San Jose -> AT6 MDC -> CABINET 09 | CABINET 09 | RU#23 | SJWINETFW2 |  | NetScreen Technologies | NetScreen-5000 Series | NetScreen-5200 | NSTI015 |  |  |  | Sep 3 2014 4:54PM
San Jose | San Jose -> AT6 MDC -> CABINET 09 | CABINET 09 | RU#22 | cable manager |  | Chatsworth Products | Cable Management | 30529-719 | CHPR536 |  |  |  | Sep 3 2014 4:54PM
San Jose | San Jose -> AT6 MDC -> CABINET 09 | CABINET 09 | RU#21 | SJAFWSB |  | Cisco Systems | Catalyst 3550 | WS-C3550-24-DC-SMI -1RU | CISO264 |  |  |  | Sep 3 2014 4:54PM
San Jose | San Jose -> AT6 MDC -> CABINET 09 | CABINET 09 | RU#20 | SJWINETIDP2 |  | NetScreen Technologies | NetScreen-IDP | NetScreen-IDP 500 | NSTI007 |  |  |  | Sep 3 2014 4:54PM
San Jose | San Jose -> AT6 MDC -> CABINET 09 | CABINET 09 | RU#18 | cable manager |  | Chatsworth Products | Cable Management | 11564-719 | CHPR502 |  |  |  | Sep 3 2014 4:54PM
San Jose | San Jose -> AT6 MDC -> RACK 01 | RACK 01 | RU#44 | cable manager |  | Chatsworth Products | Cable Management | 30529-719 | CHPR536 |  |  |  | Sep 3 2014 4:55PM
San Jose | San Jose -> AT6 MDC -> RACK 01 | RACK 01 | RU#40 | fiber patch panel |  | Corning | Corning | ATSRAC-4X | CORN338 |  |  |  | Sep 3 2014 4:55PM
San Jose | San Jose -> AT6 MDC -> RACK 01 | RACK 01 | RU#36 | fiber patch panel |  | Corning | Corning | ATSRAC-4X | CORN338 |  |  |  | Sep 3 2014 4:55PM
San Jose | San Jose -> AT6 MDC -> RACK 01 | RACK 01 | RU#34 | cable manager |  | Chatsworth Products | Cable Management | 11564-719 | CHPR502 |  |  |  | Sep 3 2014 4:55PM
San Jose | San Jose -> AT6 MDC -> RACK 01 | RACK 01 | RU#30 | fiber patch panel |  | Corning | Corning | ATSRAC-4X | CORN338 |  |  |  | Sep 3 2014 4:55PM
San Jose | San Jose -> AT6 MDC -> RACK 01 | RACK 01 | RU#26 | fiber patch panel |  | Corning | Corning | ATSRAC-4X | CORN338 |  |  |  | Sep 3 2014 4:55PM
San Jose | San Jose -> AT6 MDC -> RACK 01 | RACK 01 | RU#13 | fiber patch panel |  | Corning | CCH | CCH-01U | CORN011 |  |  |  | Sep 3 2014 4:55PM
San Jose | San Jose -> AT6 MDC -> RACK 01 | RACK 01 | RU#12 | fiber patch panel |  | Corning | CCH | CCH-01U | CORN011 |  |  |  | Sep 3 2014 4:55PM
San Jose | San Jose -> AT6 MDC -> RACK 01 | RACK 01 | RU#11 | fiber patch panel |  | Corning | CCH | CCH-01U | CORN011 |  |  |  | Sep 3 2014 4:55PM
San Jose | San Jose -> AT6 MDC -> RACK 01 | RACK 01 | RU#10 | fiber patch panel |  | Corning | CCH | CCH-01U | CORN011 |  |  |  | Sep 3 2014 4:55PM
San Jose | San Jose -> AT6 MDC -> RACK 02 | RACK 02 | RU#44 | cable manager |  | Chatsworth Products | Cable Management | 30529-719 | CHPR536 |  |  |  | Sep 3 2014 4:56PM
San Jose | San Jose -> AT6 MDC -> RACK 02 | RACK 02 | RU#40 | fiber patch panel |  | Corning | Corning | ATSRAC-4X | CORN338 |  |  |  | Sep 3 2014 4:56PM
San Jose | San Jose -> AT6 MDC -> RACK 02 | RACK 02 | RU#36 | fiber patch panel |  | Corning | Corning | ATSRAC-4X | CORN338 |  |  |  | Sep 3 2014 4:56PM
San Jose | San Jose -> AT6 MDC -> RACK 02 | RACK 02 | RU#34 | cable manager |  | Chatsworth Products | Cable Management | 11564-719 | CHPR502 |  |  |  | Sep 3 2014 4:56PM
San Jose | San Jose -> AT6 MDC -> RACK 02 | RACK 02 | RU#30 | fiber patch panel |  | Corning | Corning | ATSRAC-4X | CORN338 |  |  |  | Sep 3 2014 4:56PM
San Jose | San Jose -> AT6 MDC -> RACK 02 | RACK 02 | RU#26 | fiber patch panel |  | Corning | Corning | ATSRAC-4X | CORN338 |  |  |  | Sep 3 2014 4:56PM
San Jose | San Jose -> AT6 MDC -> RACK 02 | RACK 02 | RU#24 | cable manager |  | Chatsworth Products | Cable Management | 11564-719 | CHPR502 |  |  |  | Sep 3 2014 4:56PM
San Jose | San Jose -> AT6 MDC -> RACK 02 | RACK 02 | RU#13 | fiber patch panel |  | Corning | CCH | CCH-01U | CORN011 |  |  |  | Sep 3 2014 4:55PM
San Jose | San Jose -> AT6 MDC -> RACK 02 | RACK 02 | RU#12 | fiber patch panel |  | Corning | CCH | CCH-01U | CORN011 |  |  |  | Sep 3 2014 4:55PM
San Jose | San Jose -> AT6 MDC -> RACK 02 | RACK 02 | RU#11 | fiber patch panel |  | Corning | CCH | CCH-01U | CORN011 |  |  |  | Sep 3 2014 4:55PM
San Jose | San Jose -> AT6 MDC -> RACK 02 | RACK 02 | RU#10 | fiber patch panel |  | Corning | CCH | CCH-01U | CORN011 |  |  |  | Sep 3 2014 4:55PM
San Jose | San Jose -> AT6 MDC -> RACK 03 | RACK 03 | RU#08 | cable manager |  | Chatsworth Products | Cable Management | 11564-719 | CHPR502 |  |  |  | Sep 3 2014 4:56PM
San Jose | San Jose -> AT6 MDC -> RACK 03 | RACK 03 | RU#44 | cable manager |  | Chatsworth Products | Cable Management | 30529-719 | CHPR536 |  |  |  | Sep 3 2014 4:56PM
San Jose | San Jose -> AT6 MDC -> RACK 03 | RACK 03 | RU#40 | fiber patch panel |  | Corning | Corning | ATSRAC-4X | CORN338 |  |  |  | Sep 3 2014 4:56PM
San Jose | San Jose -> AT6 MDC -> RACK 03 | RACK 03 | RU#36 | fiber patch panel |  | Corning | Corning | ATSRAC-4X | CORN338 |  |  |  | Sep 3 2014 4:56PM
San Jose | San Jose -> AT6 MDC -> RACK 03 | RACK 03 | RU#34 | cable manager |  | Chatsworth Products | Cable Management | 11564-719 | CHPR502 |  |  |  | Sep 3 2014 4:56PM
San Jose | San Jose -> AT6 MDC -> RACK 03 | RACK 03 | RU#30 | fiber patch panel |  | Corning | Corning | ATSRAC-4X | CORN338 |  |  |  | Sep 3 2014 4:56PM
San Jose | San Jose -> AT6 MDC -> RACK 03 | RACK 03 | RU#26 | fiber patch panel |  | Corning | Corning | ATSRAC-4X | CORN338 |  |  |  | Sep 3 2014 4:56PM
San Jose | San Jose -> AT6 MDC -> RACK 03 | RACK 03 | RU#24 | cable manager |  | Chatsworth Products | Cable Management | 11564-719 | CHPR502 |  |  |  | Sep 3 2014 4:56PM
San Jose | San Jose -> AT6 MDC -> RACK 03 | RACK 03 | RU#14 | cable manager |  | Chatsworth Products | Cable Management | 11564-719 | CHPR502 |  |  |  | Sep 3 2014 4:56PM
San Jose | San Jose -> AT6 MDC -> RACK 03 | RACK 03 | RU#13 | fiber patch panel |  | Corning | CCH | CCH-01U | CORN011 |  |  |  | Sep 3 2014 4:56PM
San Jose | San Jose -> AT6 MDC -> RACK 03 | RACK 03 | RU#12 | fiber patch panel |  | Corning | CCH | CCH-01U | CORN011 |  |  |  | Sep 3 2014 4:56PM
San Jose | San Jose -> AT6 MDC -> RACK 03 | RACK 03 | RU#11 | fiber patch panel |  | Corning | CCH | CCH-01U | CORN011 |  |  |  | Sep 3 2014 4:56PM
San Jose | San Jose -> AT6 MDC -> RACK 03 | RACK 03 | RU#10 | fiber patch panel |  | Corning | CCH | CCH-01U | CORN011 |  |  |  | Sep 3 2014 4:56PM
San Jose | San Jose -> AT6 MDC -> RACK 04 | RACK 04 | RU#08 | cable manager |  | Chatsworth Products | Cable Management | 11564-719 | CHPR502 |  |  |  | Sep 3 2014 4:57PM
San Jose | San Jose -> AT6 MDC -> RACK 04 | RACK 04 | RU#44 | cable manager |  | Chatsworth Products | Cable Management | 30529-719 | CHPR536 |  |  |  | Sep 3 2014 4:57PM
San Jose | San Jose -> AT6 MDC -> RACK 04 | RACK 04 | RU#40 | fiber patch panel |  | Corning | Corning | ATSRAC-4X | CORN338 |  |  |  | Sep 3 2014 4:57PM
San Jose | San Jose -> AT6 MDC -> RACK 04 | RACK 04 | RU#36 | fiber patch panel |  | Corning | Corning | ATSRAC-4X | CORN338 |  |  |  | Sep 3 2014 4:57PM
San Jose | San Jose -> AT6 MDC -> RACK 04 | RACK 04 | RU#34 | cable manager |  | Chatsworth Products | Cable Management | 11564-719 | CHPR502 |  |  |  | Sep 3 2014 4:57PM
San Jose | San Jose -> AT6 MDC -> RACK 04 | RACK 04 | RU#30 | fiber patch panel |  | Corning | Corning | ATSRAC-4X | CORN338 |  |  |  | Sep 3 2014 4:57PM
San Jose | San Jose -> AT6 MDC -> RACK 04 | RACK 04 | RU#26 | fiber patch panel |  | Corning | Corning | ATSRAC-4X | CORN338 |  |  |  | Sep 3 2014 4:57PM
San Jose | San Jose -> AT6 MDC -> RACK 04 | RACK 04 | RU#24 | cable manager |  | Chatsworth Products | Cable Management | 11564-719 | CHPR502 |  |  |  | Sep 3 2014 4:57PM
San Jose | San Jose -> AT6 MDC -> RACK 04 | RACK 04 | RU#14 | cable manager |  | Chatsworth Products | Cable Management | 11564-719 | CHPR502 |  |  |  | Sep 3 2014 4:57PM
San Jose | San Jose -> AT6 MDC -> RACK 04 | RACK 04 | RU#13 | fiber patch panel |  | Corning | CCH | CCH-01U | CORN011 |  |  |  | Sep 3 2014 4:57PM
San Jose | San Jose -> AT6 MDC -> RACK 04 | RACK 04 | RU#12 | fiber patch panel |  | Corning | CCH | CCH-01U | CORN011 |  |  |  | Sep 3 2014 4:57PM
San Jose | San Jose -> AT6 MDC -> RACK 04 | RACK 04 | RU#11 | fiber patch panel |  | Corning | CCH | CCH-01U | CORN011 |  |  |  | Sep 3 2014 4:57PM
San Jose | San Jose -> AT6 MDC -> RACK 04 | RACK 04 | RU#10 | fiber patch panel |  | Corning | CCH | CCH-01U | CORN011 |  |  |  | Sep 3 2014 4:57PM
San Jose | San Jose -> AT6 MDC -> RACK 05 | RACK 05 | RU#08 | cable manager |  | Chatsworth Products | Cable Management | 11564-719 | CHPR502 |  |  |  | Sep 3 2014 4:57PM
San Jose | San Jose -> AT6 MDC -> RACK 05 | RACK 05 | RU#44 | cable manager |  | Chatsworth Products | Cable Management | 30529-719 | CHPR536 |  |  |  | Sep 3 2014 4:58PM
San Jose | San Jose -> AT6 MDC -> RACK 05 | RACK 05 | RU#40 | fiber patch panel |  | Corning | Corning | ATSRAC-4X | CORN338 |  |  |  | Sep 3 2014 4:58PM
San Jose | San Jose -> AT6 MDC -> RACK 05 | RACK 05 | RU#39 | fiber patch panel |  | Corning | CCH | CCH-01U | CORN011 |  |  |  | Sep 3 2014 4:58PM
San Jose | San Jose -> AT6 MDC -> RACK 05 | RACK 05 | RU#38 | fiber patch panel |  | Corning | CCH | CCH-01U | CORN011 |  |  |  | Sep 3 2014 4:58PM
San Jose | San Jose -> AT6 MDC -> RACK 05 | RACK 05 | RU#36 | cable manager |  | Chatsworth Products | Cable Management | 30130-719 | CHPR213 |  |  |  | Sep 3 2014 4:58PM
San Jose | San Jose -> AT6 MDC -> RACK 05 | RACK 05 | RU#34 | cable manager |  | Chatsworth Products | Cable Management | 11564-719 | CHPR502 |  |  |  | Sep 3 2014 4:58PM
San Jose | San Jose -> AT6 MDC -> RACK 05 | RACK 05 | RU#30 | fiber patch panel |  | Corning | Corning | ATSRAC-4X | CORN338 |  |  |  | Sep 3 2014 4:58PM
San Jose | San Jose -> AT6 MDC -> RACK 05 | RACK 05 | RU#26 | fiber patch panel |  | Corning | Corning | ATSRAC-4X | CORN338 |  |  |  | Sep 3 2014 4:58PM
San Jose | San Jose -> AT6 MDC -> RACK 05 | RACK 05 | RU#24 | cable manager |  | Chatsworth Products | Cable Management | 11564-719 | CHPR502 |  |  |  | Sep 3 2014 4:58PM
San Jose | San Jose -> AT6 MDC -> RACK 05 | RACK 05 | RU#23 | fiber patch panel |  | Corning | CCH | CCH-01U | CORN011 |  |  |  | Sep 3 2014 4:58PM
San Jose | San Jose -> AT6 MDC -> RACK 05 | RACK 05 | RU#14 | cable manager |  | Chatsworth Products | Cable Management | 11564-719 | CHPR502 |  |  |  | Sep 3 2014 4:57PM
San Jose | San Jose -> AT6 MDC -> RACK 05 | RACK 05 | RU#13 | fiber patch panel |  | Corning | CCH | CCH-01U | CORN011 |  |  |  | Sep 3 2014 4:57PM
San Jose | San Jose -> AT6 MDC -> RACK 05 | RACK 05 | RU#12 | fiber patch panel |  | Corning | CCH | CCH-01U | CORN011 |  |  |  | Sep 3 2014 4:57PM
San Jose | San Jose -> AT6 MDC -> RACK 05 | RACK 05 | RU#11 | fiber patch panel |  | Corning | CCH | CCH-01U | CORN011 |  |  |  | Sep 3 2014 4:57PM
San Jose | San Jose -> AT6 MDC -> RACK 05 | RACK 05 | RU#10 | fiber patch panel |  | Corning | CCH | CCH-01U | CORN011 |  |  |  | Sep 3 2014 4:57PM
San Jose | San Jose -> AT6 MDC -> RACK 06 | RACK 06 | RU#03 | SJA06CSA |  | Cisco Systems | Catalyst 6500 | WS-C6513 | CSCA235 |  |  |  | Sep 3 2014 4:50PM
San Jose | San Jose -> AT6 MDC -> RACK 06 | RACK 06 | RU#44 | pdu |  | APC | PDU | AP7900 | APC302 |  |  |  | Sep 3 2014 4:51PM
San Jose | San Jose -> AT6 MDC -> RACK 06 | RACK 06 | RU#40 | Cisco: MCS-7845I-3000 #1 |  | Cisco Systems | MCS 7800 | MCS-7845I-3000 | CISO206 |  |  |  | Sep 3 2014 4:51PM
San Jose | San Jose -> AT6 MDC -> RACK 06 | RACK 06 | RU#36 | SNJSLABWLC01 | NETWORK SERVICES | Cisco Systems | Cisco ACE GSS 4400 Series | GSS-4490-K9 | CISO467 |  | 3127048 |  | Sep 3 2014 4:51PM
San Jose | San Jose -> AT6 MDC -> RACK 06 | RACK 06 | RU#35 | Cisco: 1112 #1 |  | Cisco Systems | Cisco Access Control Server | CSACSE-1112-K9 | CICO056 |  |  |  | Sep 3 2014 4:51PM
San Jose | San Jose -> AT6 MDC -> RACK 06 | RACK 06 | RU#33 | monitor/keyboard |  | Hewlett-Packard | Flat Panel | 348373-B21 | HEPA644 |  |  |  | Sep 3 2014 4:50PM
San Jose | San Jose -> AT6 MDC -> RACK 06 | RACK 06 | RU#31 | HP/Compaq: DL360 #1 |  | Compaq | ProLiant | DL360 | CMPQ758 |  |  |  | Sep 3 2014 4:50PM
San Jose | San Jose -> AT6 MDC -> RACK 06 | RACK 06 | RU#30 | Cisco: WAE-512-K9 #1 |  | Cisco Systems | WAE Series | WAE-512-K9 | CICO783 |  |  |  | Sep 3 2014 4:50PM
San Jose | San Jose -> AT6 MDC -> RACK 06 | RACK 06 | RU#29 | Cisco: WAE-612-K9 #2 |  | Cisco Systems | WAE Series | WAE-612-K9 | CICO784 |  |  |  | Sep 3 2014 4:50PM
San Jose | San Jose -> AT6 MDC -> RACK 06 | RACK 06 | RU#28 | Cisco: WAE-612-K9 #1 |  | Cisco Systems | WAE Series | WAE-612-K9 | CICO784 |  |  |  | Sep 3 2014 4:50PM
San Jose | San Jose -> AT6 MDC -> RACK 06 | RACK 06 | RU#23 | cable manager |  | Chatsworth Products | Cable Management | 11564-719 | CHPR502 |  |  |  | Sep 3 2014 4:50PM
San Jose | San Jose -> AT6 MDC -> RACK 10 | RACK 10 | RU#09 | SJAVG248F | NETWORK SERVICES | Cisco Systems | VG200 Series Gateways | VG248 | CSCO649 |  |  |  | Sep 3 2014 4:58PM
San Jose | San Jose -> AT6 MDC -> RACK 10 | RACK 10 | RU#06 | cable manager |  | Chatsworth Products | Cable Management | 11564-719 | CHPR502 |  |  |  | Sep 3 2014 4:58PM
San Jose | San Jose -> AT6 MDC -> RACK 10 | RACK 10 | RU#05 | fiber patch panel |  | Corning | CCH | CCH-01U | CORN011 |  |  |  | Sep 3 2014 4:58PM
San Jose | San Jose -> AT6 MDC -> RACK 10 | RACK 10 | RU#44 | cable manager |  | Chatsworth Products | Cable Management | 30529-719 | CHPR536 |  |  |  | Sep 3 2014 4:59PM
San Jose | San Jose -> AT6 MDC -> RACK 10 | RACK 10 | RU#40 | fiber patch panel |  | Corning | Corning | ATSRAC-4X | CORN338 |  |  |  | Sep 3 2014 4:59PM
San Jose | San Jose -> AT6 MDC -> RACK 10 | RACK 10 | RU#36 | fiber patch panel |  | Corning | Corning | ATSRAC-4X | CORN338 |  |  |  | Sep 3 2014 4:59PM
San Jose | San Jose -> AT6 MDC -> RACK 10 | RACK 10 | RU#34 | cable manager |  | Chatsworth Products | Cable Management | 11564-719 | CHPR502 |  |  |  | Sep 3 2014 4:59PM
San Jose | San Jose -> AT6 MDC -> RACK 10 | RACK 10 | RU#33 | fiber patch panel |  | Corning | CCH | CCH-01U | CORN011 |  |  |  | Sep 3 2014 4:59PM
San Jose | San Jose -> AT6 MDC -> RACK 10 | RACK 10 | RU#32 | fiber patch panel |  | Corning | CCH | CCH-01U | CORN011 |  |  |  | Sep 3 2014 4:59PM
San Jose | San Jose -> AT6 MDC -> RACK 10 | RACK 10 | RU#28 | fiber patch panel |  | Corning | Corning | ATSRAC-4X | CORN338 |  |  |  | Sep 3 2014 4:58PM
San Jose | San Jose -> AT6 MDC -> RACK 10 | RACK 10 | RU#26 | blanking panel |  | APC | NetShelter | AR8101BLK-2U | APC970 |  |  |  | Apr 7 2016 7:17PM
San Jose | San Jose -> AT6 MDC -> RACK 10 | RACK 10 | RU#20 | SNJSCA-GREHA | NETWORK SERVICES | Cisco Systems | ASR 1000 Series | ASR1006 | CISO864 | FXS2005Q1X6 | 100214543 |  | Apr 7 2016 7:17PM
San Jose | San Jose -> AT6 MDC -> RACK 10 | RACK 10 | RU#19 | SJAVG224A | NETWORK SERVICES | Cisco Systems | VG200 Series Gateways | VG248 | CSCO649 |  |  |  | Sep 3 2014 4:58PM
San Jose | San Jose -> AT6 MDC -> RACK 10 | RACK 10 | RU#17 | SJAVG224B | NETWORK SERVICES | Cisco Systems | VG200 Series Gateways | VG248 | CSCO649 |  |  |  | Sep 3 2014 4:58PM
San Jose | San Jose -> AT6 MDC -> RACK 10 | RACK 10 | RU#15 | SJAVG224C | NETWORK SERVICES | Cisco Systems | VG200 Series Gateways | VG248 | CSCO649 |  |  |  | Sep 3 2014 4:58PM
San Jose | San Jose -> AT6 MDC -> RACK 10 | RACK 10 | RU#13 | SJVG248D | NETWORK SERVICES | Cisco Systems | VG200 Series Gateways | VG248 | CSCO649 |  |  |  | Sep 3 2014 4:58PM
San Jose | San Jose -> AT6 MDC -> RACK 10 | RACK 10 | RU#11 | SJAVG248E | NETWORK SERVICES | Cisco Systems | VG200 Series Gateways | VG248 | CSCO649 |  |  |  | Sep 3 2014 4:58PM
San Jose | San Jose -> AT6 MDC -> RACK 11 | RACK 11 | RU#04 | SNJSCORE-A06 | NETWORK SERVICES | Cisco Systems | Catalyst 6800 | C6807-XL | CSSY078 | SMC1912000K |  | 10.31.3.56 | Jul 14 2015 6:14PM
San Jose | San Jose -> AT6 MDC -> RACK 11 | RACK 11 | RU#02 | cable manager |  | Chatsworth Products | Cable Management | 11564-719 | CHPR502 |  |  |  | Sep 3 2014 4:59PM
San Jose | San Jose -> AT6 MDC -> RACK 11 | RACK 11 | RU#01 | fiber patch panel |  | Corning | CCH | CCH-01U | CORN011 |  |  |  | Sep 3 2014 4:59PM
San Jose | San Jose -> AT6 MDC -> RACK 11 | RACK 11 | RU#44 | cable manager |  | Chatsworth Products | Cable Management | 30529-719 | CHPR536 |  |  |  | Sep 3 2014 5:00PM
San Jose | San Jose -> AT6 MDC -> RACK 11 | RACK 11 | RU#42 | cable manager |  | Chatsworth Products | Cable Management | 11564-719 | CHPR502 |  |  |  | Sep 3 2014 5:00PM
San Jose | San Jose -> AT6 MDC -> RACK 11 | RACK 11 | RU#38 | fiber patch panel |  | Corning | CCH | CCH-04U | CORN003 |  |  |  | Sep 3 2014 5:00PM
San Jose | San Jose -> AT6 MDC -> RACK 11 | RACK 11 | RU#34 | fiber patch panel |  | Corning | CCH | CCH-04U | CORN003 |  |  |  | Sep 3 2014 5:00PM
San Jose | San Jose -> AT6 MDC -> RACK 11 | RACK 11 | RU#32 | SNJSTS-VSS-A |  | Cisco Systems | Catalyst 4500-X | WS-C4500X-40X-ES | CISC050 | JAE1743091N | 6002567 |  | Sep 3 2014 5:00PM
San Jose | San Jose -> AT6 MDC -> RACK 11 | RACK 11 | RU#24 | SNJSCA-INTERA |  | Juniper Networks | MX Series | MX480 | JUNP638 |  |  |  | Sep 3 2014 4:59PM
San Jose | San Jose -> AT6 MDC -> RACK 11 | RACK 11 | RU#19 | SJC-INETFWA | NETWORK SERVICES | Juniper Networks | SRX Series | SRX3600 | JUNP176 |  |  |  | Jun 18 2015 12:46PM
San Jose | San Jose -> AT6 MDC -> RACK 11 | RACK 11 | RU#15 | SJ06MDCSB |  | Cisco Systems | Catalyst 4900 | WS-C4948E | CICO627 | cat1924s7v6 |  |  | Jul 21 2015 11:50AM
San Jose | San Jose -> AT6 MDC -> RACK 11 | RACK 11 | RU#14 | SJ06MDCSA |  | Cisco Systems | Catalyst 4900 | WS-C4948E | CICO627 | cat1924s7b7 |  |  | Jul 21 2015 11:50AM
San Jose | San Jose -> AT6 MDC -> RACK 12 | RACK 12 | RU#08 | SJAVGW1 |  | Cisco Systems | Cisco 3700 | CISCO3745 | CSCO339 |  |  |  | Sep 3 2014 5:00PM
San Jose | San Jose -> AT6 MDC -> RACK 12 | RACK 12 | RU#06 | cable manager |  | Chatsworth Products | Cable Management | 11564-719 | CHPR502 |  |  |  | Sep 3 2014 5:00PM
San Jose | San Jose -> AT6 MDC -> RACK 12 | RACK 12 | RU#04 | pdu |  | APC | PDU | AP7900 | APC302 |  |  |  | Sep 3 2014 5:00PM
San Jose | San Jose -> AT6 MDC -> RACK 12 | RACK 12 | RU#44 | cable manager |  | Chatsworth Products | Cable Management | 30529-719 | CHPR536 |  |  |  | Sep 3 2014 5:01PM
San Jose | San Jose -> AT6 MDC -> RACK 12 | RACK 12 | RU#40 | fiber patch panel |  | Corning | CCH | CCH-04U | CORN003 |  |  |  | Sep 3 2014 5:01PM
San Jose | San Jose -> AT6 MDC -> RACK 12 | RACK 12 | RU#39 | cable manager |  | Chatsworth Products | Cable Management | 30529-719 | CHPR536 |  |  |  | Sep 3 2014 5:01PM
San Jose | San Jose -> AT6 MDC -> RACK 12 | RACK 12 | RU#37 | cable manager |  | Chatsworth Products | Cable Management | 11564-719 | CHPR502 |  |  |  | Sep 3 2014 5:01PM
San Jose | San Jose -> AT6 MDC -> RACK 12 | RACK 12 | RU#36 | ADTRAN: 1202217L2 #1 |  | Adtran | T3SU 300 Series | 1202217L2 | ADTR330 |  |  |  | Sep 3 2014 5:01PM
San Jose | San Jose -> AT6 MDC -> RACK 12 | RACK 12 | RU#35 | ADTRAN: MX2800 #1 |  | Adtran | MX2800 Series | 1200290L1 | ADTR633 |  |  |  | Sep 3 2014 5:01PM
San Jose | San Jose -> AT6 MDC -> RACK 12 | RACK 12 | RU#16 | SNJSCA-BR2-IWAN-POC |  | Cisco Systems | ASR 1000 Series | ASR1004 | CISO871 | FOX1608GVYW |  |  | Mar 21 2016 5:46PM
San Jose | San Jose -> AT6 MDC -> RACK 12 | RACK 12 | RU#15 | ASA-WEBSENSE-1I |  | Cisco Systems | ASA 5500 | ASA 5520 | CICO119 | JMX1517L08T |  |  | Mar 9 2015 4:21PM
San Jose | San Jose -> AT6 MDC -> RACK 12 | RACK 12 | RU#14 | fiber patch panel |  | Corning | CCH | CCH-01U | CORN011 |  |  |  | Sep 3 2014 5:00PM
San Jose | San Jose -> AT6 MDC -> RACK 12 | RACK 12 | RU#12 | SJAVGW9 |  | Cisco Systems | VG200 Series Gateways | VG248 | CSCO649 |  |  |  | Sep 3 2014 5:00PM
San Jose | San Jose -> AT6 MDC -> RACK 13 | RACK 13 | RU#08 | SJAGENVGW1 |  | Cisco Systems | Cisco 3700 | CISCO3745 | CSCO339 |  |  | 10.8.129.62 | Sep 3 2014 5:01PM
San Jose | San Jose -> AT6 MDC -> RACK 13 | RACK 13 | RU#06 | cable manager |  | Chatsworth Products | Cable Management | 11564-719 | CHPR502 |  |  |  | Sep 3 2014 5:01PM
San Jose | San Jose -> AT6 MDC -> RACK 13 | RACK 13 | RU#04 | PDU1 |  | APC | PDU | AP7900 | APC302 |  |  |  | Sep 3 2014 5:01PM
San Jose | San Jose -> AT6 MDC -> RACK 13 | RACK 13 | RU#44 | cable manager |  | Chatsworth Products | Cable Management | 30529-719 | CHPR536 |  |  |  | Sep 3 2014 5:02PM
San Jose | San Jose -> AT6 MDC -> RACK 13 | RACK 13 | RU#43 | cable manager |  | Chatsworth Products | Cable Management | 30529-719 | CHPR536 |  |  |  | Sep 3 2014 5:02PM
San Jose | San Jose -> AT6 MDC -> RACK 13 | RACK 13 | RU#42 | fiber patch rack |  | Corning | CCH | CCH-01U | CORN011 |  |  |  | Sep 3 2014 5:02PM
San Jose | San Jose -> AT6 MDC -> RACK 13 | RACK 13 | RU#40 | cable manager |  | Chatsworth Products | Cable Management | 11564-719 | CHPR502 |  |  |  | Sep 3 2014 5:02PM
San Jose | San Jose -> AT6 MDC -> RACK 13 | RACK 13 | RU#39 | cable manager |  | Chatsworth Products | Cable Management | 30529-719 | CHPR536 |  |  |  | Sep 3 2014 5:02PM
San Jose | San Jose -> AT6 MDC -> RACK 13 | RACK 13 | RU#37 | cable manager |  | Chatsworth Products | Cable Management | 11564-719 | CHPR502 |  |  |  | Sep 3 2014 5:02PM
San Jose | San Jose -> AT6 MDC -> RACK 13 | RACK 13 | RU#36 | fiber patch panel |  | Corning | CCH | CCH-01U | CORN011 |  |  |  | Sep 3 2014 5:02PM
San Jose | San Jose -> AT6 MDC -> RACK 13 | RACK 13 | RU#33 | CONMDC-ALMADEN |  | Cyclades | AlterPath | ATP0200 | CYCL045 |  |  |  | Sep 3 2014 5:02PM
San Jose | San Jose -> AT6 MDC -> RACK 13 | RACK 13 | RU#32 | fiber patch panel |  | Corning | CCH | CCH-01U | CORN011 |  |  |  | Sep 3 2014 5:02PM
San Jose | San Jose -> AT6 MDC -> RACK 13 | RACK 13 | RU#30 | TIME WARNER |  | Cisco Systems | ME 3400 Series | ME-3400-24TS-D | CICO792 |  |  |  | Sep 3 2014 5:02PM
San Jose | San Jose -> AT6 MDC -> RACK 13 | RACK 13 | RU#28 | SJC-XNETFWA | NETWORK SERVICES | Juniper Networks | SRX Series | SRX650 | JUNP701 |  |  |  | Jun 18 2015 12:46PM
San Jose | San Jose -> AT6 MDC -> RACK 13 | RACK 13 | RU#23 | SJAVGW8 |  | Cisco Systems | VG200 Series Gateways | VG248 | CSCO649 |  |  |  | Sep 3 2014 5:02PM
San Jose | San Jose -> AT6 MDC -> RACK 13 | RACK 13 | RU#15 | SJAGENVGWLAB |  | Cisco Systems | Cisco 3700 | CISCO3745 | CSCO339 | FTX1527AM2B |  | 10.8.128.61 | Jul 21 2015 12:28PM
San Jose | San Jose -> AT6 MDC -> RACK 13 | RACK 13 | RU#12 | SJAVGW2 |  | Cisco Systems | Cisco 3700 | CISCO3745 | CSCO339 |  | 3114034 |  | Sep 3 2014 5:02PM
San Jose | San Jose -> ATEDR -> ROW A -> A-0 | A-0 | RU#08 | NPATEL-W7 |  | Generic Equipment Set | Shelf | 19 Inch 1U Shelf | GENR944 |  |  |  | Jun 8 2015 6:59PM
San Jose | San Jose -> ATEDR -> ROW A -> A-0 | A-0 | RU#03 | THIRU-WIN7 |  | Generic Equipment Set | Shelf | 19 Inch 1U Shelf | GENR944 |  |  |  | Jun 8 2015 6:59PM
San Jose | San Jose -> ATEDR -> ROW A -> A-0 | A-0 | RU#01 | AR8101BLK-2U |  | APC | NetShelter | AR8101BLK-2U | APC970 |  |  |  | Jun 8 2015 6:59PM
San Jose | San Jose -> ATEDR -> ROW A -> A-0 | A-0 | InOutPlug#2 | ATSRA0PDUB | DATA CENTER OPERATIONS | Raritan Computer | Dominion PX | PX-5522 | RCI293 | QB63850010 |  | 10.122.64.77 | Jul 23 2014 7:12PM
San Jose | San Jose -> ATEDR -> ROW A -> A-0 | A-0 | InOutPlug#1 | ATSRA0PDUA | DATA CENTER OPERATIONS | Raritan Computer | Dominion PX | PX-5522 | RCI293 | QB63850048 |  | 10.122.64.76 | Jul 23 2014 7:12PM
San Jose | San Jose -> ATEDR -> ROW A -> A-0 | A-0 | RU#46 | blanking panel |  | APC | NetShelter | AR8101BLK-8U | APC972 |  |  |  | Apr 30 2015 5:50PM
San Jose | San Jose -> ATEDR -> ROW A -> A-0 | A-0 | RU#44 | BLADESERVER1 |  | Generic Altima Technologies Rackmountable | General Rackmount Equipment | 2U Server | 0GRM080 |  |  |  | Jun 8 2015 6:59PM
San Jose | San Jose -> ATEDR -> ROW A -> A-0 | A-0 | RU#42 | BLADESERVER2 |  | Generic Altima Technologies Rackmountable | General Rackmount Equipment | 2U Server | 0GRM080 |  |  |  | Jun 8 2015 6:59PM
San Jose | San Jose -> ATEDR -> ROW A -> A-0 | A-0 | RU#38 | BLADESERVER4 |  | Generic Altima Technologies Rackmountable | General Rackmount Equipment | 2U Server | 0GRM080 |  |  |  | Jun 8 2015 6:59PM
San Jose | San Jose -> ATEDR -> ROW A -> A-0 | A-0 | RU#33 | MMR-2G-5URS |  | MK 1 Manufacturing | MMR | MMR-2G-5URS | MK1M003 |  |  |  | Jun 8 2015 6:58PM
San Jose | San Jose -> ATEDR -> ROW A -> A-0 | A-0 | RU#28 | HERB |  | Generic Equipment Set | Shelf | 19 Inch 1U Shelf | GENR944 |  |  |  | Jun 8 2015 6:59PM
San Jose | San Jose -> ATEDR -> ROW A -> A-0 | A-0 | RU#23 | CHIVES |  | Generic Equipment Set | Shelf | 19 Inch 1U Shelf | GENR944 |  |  |  | Jun 8 2015 6:59PM
San Jose | San Jose -> ATEDR -> ROW A -> A-0 | A-0 | RU#18 | ALLSPICE |  | Generic Equipment Set | Shelf | 19 Inch 1U Shelf | GENR944 |  |  |  | Jun 8 2015 6:59PM
San Jose | San Jose -> ATEDR -> ROW A -> A-0 | A-0 | RU#13 | DILL |  | Generic Equipment Set | Shelf | 19 Inch 1U Shelf | GENR944 |  |  |  | Jun 8 2015 6:59PM
San Jose | San Jose -> ATEDR -> ROW A -> A-0 -> ALLSPICE | ALLSPICE | InOutPlug#1 | ALLSPICE |  | Dell Computer | Precision | Precision 390 DT | DELL828 |  |  |  | Jun 8 2015 6:59PM
San Jose | San Jose -> ATEDR -> ROW A -> A-0 -> CHIVES | CHIVES | InOutPlug#1 | CHIVES |  | Dell Computer | Precision | Precision 390 DT | DELL828 |  |  |  | Jun 8 2015 6:59PM
San Jose | San Jose -> ATEDR -> ROW A -> A-0 -> DILL | DILL | InOutPlug#1 | DILL |  | Dell Computer | Precision | Precision 390 DT | DELL828 |  |  |  | Jun 8 2015 6:59PM
San Jose | San Jose -> ATEDR -> ROW A -> A-0 -> HERB | HERB | InOutPlug#1 | HERB |  | Dell Computer | Precision | Precision 390 DT | DELL828 |  |  |  | Jun 8 2015 6:59PM
San Jose | San Jose -> ATEDR -> ROW A -> A-0 -> MMR-2G-5URS | MMR-2G-5URS | InOutPlug#8 | temp |  | Apple Computer | Mac | Mac Mini - Vertical | APPL206 |  |  |  | Jul 8 2015 5:34PM
San Jose | San Jose -> ATEDR -> ROW A -> A-0 -> MMR-2G-5URS | MMR-2G-5URS | InOutPlug#5 | DEADWALKER |  | Apple Computer | Mac | Mac Mini - Vertical | APPL206 |  |  |  | Jun 8 2015 6:59PM
San Jose | San Jose -> ATEDR -> ROW A -> A-0 -> MMR-2G-5URS | MMR-2G-5URS | InOutPlug#4 | IMALIVE |  | Apple Computer | Mac | Mac Mini - Vertical | APPL206 |  |  |  | Jun 8 2015 6:59PM
San Jose | San Jose -> ATEDR -> ROW A -> A-0 -> MMR-2G-5URS | MMR-2G-5URS | InOutPlug#3 | STAFCLIENTMAC3 |  | Apple Computer | Mac | Mac Mini - Vertical | APPL206 |  |  |  | Jun 8 2015 6:59PM
San Jose | San Jose -> ATEDR -> ROW A -> A-0 -> MMR-2G-5URS | MMR-2G-5URS | InOutPlug#2 | STAFCLIENTMAC2 |  | Apple Computer | Mac | Mac Mini - Vertical | APPL206 |  |  |  | Jun 8 2015 6:59PM
San Jose | San Jose -> ATEDR -> ROW A -> A-0 -> MMR-2G-5URS | MMR-2G-5URS | InOutPlug#1 | STAFCLIENTMAC1 |  | Apple Computer | Mac | Mac Mini - Vertical | APPL206 |  |  |  | Jun 8 2015 6:59PM
San Jose | San Jose -> ATEDR -> ROW A -> A-0 -> NPATEL-W7 | NPATEL-W7 | InOutPlug#1 | NPATEL-W7 |  | Dell Computer | Precision T Series | Precision T3400 (Desktop) | DELL559 |  |  |  | Jun 8 2015 6:59PM
San Jose | San Jose -> ATEDR -> ROW A -> A-0 -> THIRU-WIN7 | THIRU-WIN7 | InOutPlug#1 | THIRU-WIN7 |  | Dell Computer | Precision T Series | Precision T3400 (Desktop) | DELL559 |  |  |  | Jun 8 2015 6:59PM
San Jose | San Jose -> ATEDR -> ROW A -> A-1 | A-1 | RU#01 | ILCOMP37 and ILCOMP38 |  | Generic Equipment Set | Shelf | 19 Inch 1U Shelf | GENR944 |  |  |  | Jul 23 2014 7:13PM
San Jose | San Jose -> ATEDR -> ROW A -> A-1 | A-1 | InOutPlug#2 | ATSRA1PDUB | DATA CENTER OPERATIONS | Raritan Computer | Dominion PX | PX-5522 | RCI293 | OB62150032 |  | 10.122.68.27 | Jul 23 2014 7:13PM
San Jose | San Jose -> ATEDR -> ROW A -> A-1 | A-1 | InOutPlug#1 | ATSRA1PDUA | DATA CENTER OPERATIONS | Raritan Computer | Dominion PX | PX-5522 | RCI293 | OB62150046 |  | 10.122.68.26 | Jul 23 2014 7:13PM
San Jose | San Jose -> ATEDR -> ROW A -> A-1 | A-1 | RU#53 | SJA06EDR-ADMSA-1 | NETWORK SERVICES | Cisco Systems | Catalyst 2960 | WS-C2960G-48TC-L | CICO640 | FOC1839S2PY |  | 10.122.64.15 | Feb 25 2015 5:00PM
San Jose | San Jose -> ATEDR -> ROW A -> A-1 | A-1 | RU#50 | blanking panel |  | APC | NetShelter | AR8101BLK-3U | APCC280 |  |  |  | Apr 30 2015 5:50PM
San Jose | San Jose -> ATEDR -> ROW A -> A-1 | A-1 | RU#46 | blanking panel |  | APC | NetShelter | AR8101BLK-4U | APC971 |  |  |  | Apr 30 2015 5:50PM
San Jose | San Jose -> ATEDR -> ROW A -> A-1 | A-1 | RU#45 | DSMACBUILD01 | LAB SERVICES | Apple Computer | Xserve | Xserve | APPL078 | H004012E6HS |  | 10.122.68.29, ilo=10.0.4.183 | Jul 23 2014 7:13PM
San Jose | San Jose -> ATEDR -> ROW A -> A-1 | A-1 | RU#43 | DSQESAP03 | LAB SERVICES | Hewlett-Packard | ProLiant | DL380 G7-SFF | HEPK280 | 2M210901PC |  | 10.122.68.32, ilo=10.0.4.186 | Jul 23 2014 7:13PM
San Jose | San Jose -> ATEDR -> ROW A -> A-1 | A-1 | RU#41 | DSWINBUILD01 | LAB SERVICES | Hewlett-Packard | ProLiant | DL380 G7-SFF | HEPK280 | 2M2029044V |  | 10.122.68.30, ilo=10.0.4.184 | Jul 23 2014 7:13PM
San Jose | San Jose -> ATEDR -> ROW A -> A-1 | A-1 | RU#39 | DSQESAP02 | LAB SERVICES | Hewlett-Packard | ProLiant | DL380 G7-SFF | HEPK280 | 2M21190020 |  | 10.122.68.31, ilo=10.0.4.185 | Jul 23 2014 7:13PM
San Jose | San Jose -> ATEDR -> ROW A -> A-1 | A-1 | RU#35 | ILCOMP34 |  | Industrial Computer Source | 7400 Series | 7415-23V | INCS043 | 131185-2 |  |  | Mar 23 2015 5:08PM
San Jose | San Jose -> ATEDR -> ROW A -> A-1 | A-1 | RU#31 | ILCOMP35 |  | Industrial Computer Source | 7400 Series | 7415-23V | INCS043 | 131185-1 |  |  | Mar 23 2015 5:08PM
San Jose | San Jose -> ATEDR -> ROW A -> A-1 | A-1 | RU#28 | ILCOMP39 |  | ASUSTeK Computer | Server System | ESC4000/QDR G2 | ASUS443 | 134941 |  | NET 10.122.68.93 | Jun 18 2015 12:23PM
San Jose | San Jose -> ATEDR -> ROW A -> A-1 | A-1 | RU#26 | ILCOMP40 |  | ASUSTeK Computer | Server System | ESC4000/QDR G2 | ASUS443 | 138902-2 |  | NET 10.122.68.94 | Jun 18 2015 12:23PM
San Jose | San Jose -> ATEDR -> ROW A -> A-1 | A-1 | RU#24 | ILCOMP41 |  | ASUSTeK Computer | Server System | ESC4000/QDR G2 | ASUS443 | 138902-1 |  | NET 10.122.68.95 | Jun 18 2015 12:23PM
San Jose | San Jose -> ATEDR -> ROW A -> A-1 | A-1 | RU#22 | ILCOMP42 |  | ASUSTeK Computer | Server System | ESC4000/QDR G2 | ASUS443 | 138902-4 |  | NET 10.122.68.96 | Jun 18 2015 12:23PM
San Jose | San Jose -> ATEDR -> ROW A -> A-1 | A-1 | RU#20 | ILCOMP43 |  | ASUSTeK Computer | Server System | ESC4000/QDR G2 | ASUS443 | 138902-5 |  | NET 10.122.68.97 | Jun 18 2015 12:23PM
San Jose | San Jose -> ATEDR -> ROW A -> A-1 | A-1 | RU#18 | ILCOMP44 |  | ASUSTeK Computer | Server System | ESC4000/QDR G2 | ASUS443 | 138902-3 |  | NET 10.122.68.98 | Jun 18 2015 12:23PM
San Jose | San Jose -> ATEDR -> ROW A -> A-1 -> ILCOMP37 and ILCOMP38 | ILCOMP37 and ILCOMP38 | InOutPlug#3 | ILCOMP37 |  | Cooler Master | HAF Series | HAF 932 | COLR015 | 125360-1 |  |  | Mar 23 2015 5:08PM
San Jose | San Jose -> ATEDR -> ROW A -> A-1 -> ILCOMP37 and ILCOMP38 | ILCOMP37 and ILCOMP38 | InOutPlug#2 | ILCOMP38 |  | Cooler Master | HAF Series | HAF 932 | COLR015 | 125360-2 |  |  | Mar 23 2015 5:08PM
San Jose | San Jose -> ATEDR -> ROW A -> A-2 | A-2 | RU#01 | blanking panel |  | APC | NetShelter | AR8101BLK-8U | APC972 |  |  |  | Apr 30 2015 5:50PM
San Jose | San Jose -> ATEDR -> ROW A -> A-2 | A-2 | InOutPlug#2 | ATSRA2PDUB | DATA CENTER OPERATIONS | Raritan Computer | Dominion PX | PX-5522 | RCI293 | OB62150039 |  | 10.122.64.79 | Jul 23 2014 7:14PM
San Jose | San Jose -> ATEDR -> ROW A -> A-2 | A-2 | InOutPlug#1 | ATSRA2PDUA | DATA CENTER OPERATIONS | Raritan Computer | Dominion PX | PX-5522 | RCI293 | OB62150063 |  | 10.122.64.78 | Jul 23 2014 7:14PM
San Jose | San Jose -> ATEDR -> ROW A -> A-2 | A-2 | RU#53 | SJA06EDRTOR-A-SA | NETWORK SERVICES | Cisco Systems | Catalyst 3750 | WS-C3750G-48PS-S | CICO251 | FOC1122Y0GW |  |  | Jul 23 2014 7:14PM
San Jose | San Jose -> ATEDR -> ROW A -> A-2 | A-2 | RU#51 | cable manager |  | Leviton Voice and Data | Interbay | 49253-BCM | LEVI067 |  |  |  | Jul 23 2014 7:14PM
San Jose | San Jose -> ATEDR -> ROW A -> A-2 | A-2 | RU#50 | blanking panel |  | APC | NetShelter | AR8101BLK-1U | APC969 |  |  |  | Apr 30 2015 5:50PM
San Jose | San Jose -> ATEDR -> ROW A -> A-2 | A-2 | RU#46 | blanking panel |  | APC | NetShelter | AR8101BLK-4U | APC971 |  |  |  | Apr 30 2015 5:50PM
San Jose | San Jose -> ATEDR -> ROW A -> A-2 | A-2 | RU#41 | ILCOMP06 |  | ASUSTeK Computer | Server System | ESC4000-FDR G2S | ASUS444 | 127540 |  | Net-10.122.68.91 | Jun 18 2015 11:47AM
San Jose | San Jose -> ATEDR -> ROW A -> A-2 | A-2 | RU#38 | ILCOMP09 |  | ASUSTeK Computer | Server System | ESC4000-FDR G2S | ASUS444 |  |  | NET - 10.122.68.92 | Jun 18 2015 11:47AM
San Jose | San Jose -> ATEDR -> ROW A -> A-2 | A-2 | RU#25 | (shelf) DVA-CCMAC-4/DVA-CCMAC-3 |  | Generic Equipment Set | Shelf | 19 Inch 1U Shelf | GENR944 |  |  |  | Jul 23 2014 7:14PM
San Jose | San Jose -> ATEDR -> ROW A -> A-2 | A-2 | RU#13 | (shelf) DVA-CCMAC-2/DVA-CCMAC-1 |  | Generic Equipment Set | Shelf | 19 Inch 1U Shelf | GENR944 |  |  |  | Jul 23 2014 7:14PM
San Jose | San Jose -> ATEDR -> ROW A -> A-2 | A-2 | RU#09 | blanking panel |  | APC | NetShelter | AR8101BLK-4U | APC971 |  |  |  | Apr 30 2015 5:50PM
San Jose | San Jose -> ATEDR -> ROW A -> A-2 -> (shelf) DVA-CCMAC-2/DVA-CCMAC-1 | (shelf) DVA-CCMAC-2/DVA-CCMAC-1 | InOutPlug#7 | DVA-CCMAC-1 (LEFT) | LAB SERVICES | Apple Computer | Mac | MacPro | APPL165 | C07j205sf4md |  | 10.8.4.86 | Jul 23 2014 7:14PM
San Jose | San Jose -> ATEDR -> ROW A -> A-2 -> (shelf) DVA-CCMAC-2/DVA-CCMAC-1 | (shelf) DVA-CCMAC-2/DVA-CCMAC-1 | InOutPlug#1 | DVA-CCMAC-2 (RIGHT) | LAB SERVICES | Apple Computer | Mac | MacPro | APPL165 | c07j207sf4md |  | 10.8.4.87 | Jul 23 2014 7:14PM
San Jose | San Jose -> ATEDR -> ROW A -> A-2 -> (shelf) DVA-CCMAC-4/DVA-CCMAC-3 | (shelf) DVA-CCMAC-4/DVA-CCMAC-3 | InOutPlug#7 | DVA-CCMAC-3 (LEFT) | LAB SERVICES | Apple Computer | Mac | MacPro | APPL165 | c07j205kf4md |  | 10.8.4.88 | Jul 23 2014 7:13PM
San Jose | San Jose -> ATEDR -> ROW A -> A-2 -> (shelf) DVA-CCMAC-4/DVA-CCMAC-3 | (shelf) DVA-CCMAC-4/DVA-CCMAC-3 | InOutPlug#1 | DVA-CCMAC-4 (RIGHT) | LAB SERVICES | Apple Computer | Mac | MacPro | APPL165 | c07j208bf4md |  | 10.8.4.89 | Jul 23 2014 7:13PM
San Jose | San Jose -> ATEDR -> ROW A -> A-3 | A-3 | RU#01 | (shelf) DVA-CCMAC-5 |  | Generic Equipment Set | Shelf | 19 Inch 1U Shelf | GENR944 |  |  |  | Jul 23 2014 7:14PM
San Jose | San Jose -> ATEDR -> ROW A -> A-3 | A-3 | InOutPlug#2 | ATSRA3PDUB | DATA CENTER OPERATIONS | Raritan Computer | Dominion PX | PX-5522 | RCI293 | OB62150011 |  | 10.122.64.81 | Jul 23 2014 7:15PM
San Jose | San Jose -> ATEDR -> ROW A -> A-3 | A-3 | InOutPlug#1 | ATSRA3PDUA | DATA CENTER OPERATIONS | Raritan Computer | Dominion PX | PX-5522 | RCI293 | OB62150055 |  | 10.122.64.80 | Jul 23 2014 7:15PM
San Jose | San Jose -> ATEDR -> ROW A -> A-3 | A-3 | RU#53 | KVMATEDR2 | DATA CENTER OPERATIONS | Raritan Computer | Dominion KX II | DKX2-432 | RCI152 | HKD2200039 |  | 10.122.68.25 | Jul 23 2014 7:15PM
San Jose | San Jose -> ATEDR -> ROW A -> A-3 | A-3 | RU#51 | cable manager |  | Leviton Voice and Data | Interbay | 49253-BCM | LEVI067 |  |  |  | Jul 23 2014 7:15PM
San Jose | San Jose -> ATEDR -> ROW A -> A-3 | A-3 | RU#47 | blanking panel |  | APC | NetShelter | AR8101BLK-4U | APC971 |  |  |  | Apr 30 2015 5:50PM
San Jose | San Jose -> ATEDR -> ROW A -> A-3 | A-3 | RU#43 | blanking panel |  | APC | NetShelter | AR8101BLK-4U | APC971 |  |  |  | Apr 30 2015 5:50PM
San Jose | San Jose -> ATEDR -> ROW A -> A-3 | A-3 | RU#41 | blanking panel |  | APC | NetShelter | AR8101BLK-2U | APC970 |  |  |  | Jul 23 2014 7:14PM
San Jose | San Jose -> ATEDR -> ROW A -> A-3 | A-3 | RU#39 | blanking panel |  | APC | NetShelter | AR8101BLK-2U | APC970 |  |  |  | Jul 23 2014 7:14PM
San Jose | San Jose -> ATEDR -> ROW A -> A-3 | A-3 | RU#37 | blanking panel |  | APC | NetShelter | AR8101BLK-2U | APC970 |  |  |  | Jul 23 2014 7:14PM
San Jose | San Jose -> ATEDR -> ROW A -> A-3 | A-3 | RU#25 | PS-IBS-XSERVE1/PS-IBS-MAC04 | LAB SERVICES | Generic Equipment Set | Shelf | 19 Inch 1U Shelf | GENR944 |  |  |  | Jul 23 2014 7:14PM
San Jose | San Jose -> ATEDR -> ROW A -> A-3 | A-3 | RU#13 | PS-IBS-WIN05/PS-IBS-WIN06 | LAB SERVICES | Generic Equipment Set | Shelf | 19 Inch 1U Shelf | GENR944 |  |  |  | Jul 23 2014 7:14PM
San Jose | San Jose -> ATEDR -> ROW A -> A-3 -> (shelf) DVA-CCMAC-5 | (shelf) DVA-CCMAC-5 | InOutPlug#7 | DVA-CCMAC-5 (LEFT) | LAB SERVICES | Apple Computer | Mac | MacPro | APPL165 | c07j206pf4md |  | 10.8.4.90 | Jul 23 2014 7:14PM
San Jose | San Jose -> ATEDR -> ROW A -> A-3 -> PS-IBS-WIN05/PS-IBS-WIN06 | PS-IBS-WIN05/PS-IBS-WIN06 | InOutPlug#7 | PS-IBS-WIN06 |  | Antec | Enclosures | SONATA | ANTE124 | 42561-4 |  | 10.122.68.80 | Apr 8 2015 4:24PM
San Jose | San Jose -> ATEDR -> ROW A -> A-3 -> PS-IBS-WIN05/PS-IBS-WIN06 | PS-IBS-WIN05/PS-IBS-WIN06 | InOutPlug#1 | PS-IBS-WIN05 |  | Apple Computer | Mac | MacPro | APPL165 | YM6322ZGUQ2 | 6005585 | 10.122.68.79 | Apr 8 2015 4:24PM
San Jose | San Jose -> ATEDR -> ROW A -> A-3 -> PS-IBS-XSERVE1/PS-IBS-MAC04 | PS-IBS-XSERVE1/PS-IBS-MAC04 | InOutPlug#7 | PS-IBS-MAC04 |  | Apple Computer | Mac | MacPro | APPL165 | YM9510SB4PC | 3103741 | 10.122.68.78 | Apr 8 2015 4:24PM
San Jose | San Jose -> ATEDR -> ROW A -> A-3 -> PS-IBS-XSERVE1/PS-IBS-MAC04 | PS-IBS-XSERVE1/PS-IBS-MAC04 | InOutPlug#1 | PS-IBS-XSERVE1 |  | Apple Computer | Mac | MacPro | APPL165 | YM9510DZ4PC | 3103953 | 10.122.68.81 | Apr 8 2015 4:24PM
San Jose | San Jose -> ATEDR -> ROW A -> A-4 | A-4 | RU#02 | blanking panel |  | APC | NetShelter | AR8101BLK-8U | APC972 |  |  |  | Feb 27 2015 4:47PM
San Jose | San Jose -> ATEDR -> ROW A -> A-4 | A-4 | RU#01 | shelf |  | Generic Equipment Set | Shelf | 19 Inch 1U Shelf | GENR944 |  |  |  | Jul 23 2014 7:15PM
San Jose | San Jose -> ATEDR -> ROW A -> A-4 | A-4 | InOutPlug#2 | ATSRA4PDUB | DATA CENTER OPERATIONS | Raritan Computer | Dominion PX | PX-5522 | RCI293 | OB62150029 |  | 10.122.64.83 | Jul 23 2014 7:16PM
San Jose | San Jose -> ATEDR -> ROW A -> A-4 | A-4 | InOutPlug#1 | ATSRA4PDUA | DATA CENTER OPERATIONS | Raritan Computer | Dominion PX | PX-5522 | RCI293 | OB62150076 |  | 10.122.64.82 | Jul 23 2014 7:16PM
San Jose | San Jose -> ATEDR -> ROW A -> A-4 | A-4 | RU#53 | SJA06EDRTOR-A-SD | NETWORK SERVICES | Cisco Systems | Catalyst 4900 | WS-C4948E-F | CSCY593 | CAT1839S253 | 6002727 | 10.122.64.44 | Feb 27 2015 6:35PM
San Jose | San Jose -> ATEDR -> ROW A -> A-4 | A-4 | RU#52 | SJA06EDR-ADMSA | NETWORK SERVICES | Cisco Systems | Catalyst 2960 | WS-C2960-48TC-L | CICO343 | FOC1427W4RV |  |  | Jul 23 2014 7:16PM
San Jose | San Jose -> ATEDR -> ROW A -> A-4 | A-4 | RU#50 | cable manager |  | Leviton Voice and Data | Interbay | 49253-BCM | LEVI067 |  |  |  | Jul 23 2014 7:15PM
San Jose | San Jose -> ATEDR -> ROW A -> A-4 | A-4 | RU#46 | blanking panel |  | APC | NetShelter | AR8101BLK-4U | APC971 |  |  |  | Apr 30 2015 5:50PM
San Jose | San Jose -> ATEDR -> ROW A -> A-4 | A-4 | RU#42 | blanking panel |  | APC | NetShelter | AR8101BLK-4U | APC971 |  |  |  | Apr 30 2015 5:50PM
San Jose | San Jose -> ATEDR -> ROW A -> A-4 | A-4 | RU#41 | blanking panel |  | APC | NetShelter | AR8101BLK-1U | APC969 |  |  |  | Feb 27 2015 4:47PM
San Jose | San Jose -> ATEDR -> ROW A -> A-4 | A-4 | RU#39 | blanking panel |  | APC | NetShelter | AR8101BLK-2U | APC970 |  |  |  | Jul 23 2014 7:15PM
San Jose | San Jose -> ATEDR -> ROW A -> A-4 | A-4 | RU#37 | blanking panel |  | APC | NetShelter | AR8101BLK-2U | APC970 |  |  |  | Jul 23 2014 7:15PM
San Jose | San Jose -> ATEDR -> ROW A -> A-4 | A-4 | RU#25 | (shelf) PPRO-IBS-MAC/AME-IBS-CIT1-MAC |  | Generic Equipment Set | Shelf | 19 Inch 1U Shelf | GENR944 |  |  |  | Jul 23 2014 7:15PM
San Jose | San Jose -> ATEDR -> ROW A -> A-4 | A-4 | RU#22 | blanking panel |  | APC | NetShelter | AR8101BLK-3U | APCC280 |  |  |  | Feb 27 2015 4:47PM
San Jose | San Jose -> ATEDR -> ROW A -> A-4 | A-4 | RU#14 | blanking panel |  | APC | NetShelter | AR8101BLK-8U | APC972 |  |  |  | Feb 27 2015 4:47PM
San Jose | San Jose -> ATEDR -> ROW A -> A-4 | A-4 | RU#13 | shelf |  | Generic Equipment Set | Shelf | 19 Inch 1U Shelf | GENR944 |  |  |  | Jul 23 2014 7:15PM
San Jose | San Jose -> ATEDR -> ROW A -> A-4 | A-4 | RU#10 | blanking panel |  | APC | NetShelter | AR8101BLK-3U | APCC280 |  |  |  | Feb 27 2015 4:47PM
San Jose | San Jose -> ATEDR -> ROW A -> A-4 -> (shelf) PPRO-IBS-MAC/AME-IBS-CIT1-MAC | (shelf) PPRO-IBS-MAC/AME-IBS-CIT1-MAC | InOutPlug#7 | AME-IBS-CIT1-MAC | LAB SERVICES | Apple Computer | Mac | MacPro | APPL165 | C07JJ09SF4MD |  |  | Jul 23 2014 7:15PM
San Jose | San Jose -> ATEDR -> ROW A -> A-4 -> (shelf) PPRO-IBS-MAC/AME-IBS-CIT1-MAC | (shelf) PPRO-IBS-MAC/AME-IBS-CIT1-MAC | InOutPlug#1 | PPRO-IBS-MAC | LAB SERVICES | Apple Computer | Mac | MacPro | APPL165 | YM9420AP20G |  |  | Jul 23 2014 7:15PM
San Jose | San Jose -> ATEDR -> ROW A -> A-5 | A-5 | RU#06 | shelf |  | Generic Equipment Set | Shelf | 19 Inch 1U Shelf | GENR944 |  |  |  | Sep 22 2015 7:59PM
San Jose | San Jose -> ATEDR -> ROW A -> A-5 | A-5 | RU#01 | shelf |  | Generic Equipment Set | Shelf | 19 Inch 1U Shelf | GENR944 |  |  |  | Jul 23 2014 7:16PM
San Jose | San Jose -> ATEDR -> ROW A -> A-5 | A-5 | InOutPlug#2 | ATSRA5PDUB | DATA CENTER OPERATIONS | Raritan Computer | Dominion PX | PX-5522 | RCI293 | OB62150044 |  | 10.122.64.85 | Jul 23 2014 7:16PM
San Jose | San Jose -> ATEDR -> ROW A -> A-5 | A-5 | InOutPlug#1 | ATSRA5PDUA | DATA CENTER OPERATIONS | Raritan Computer | Dominion PX | PX-5522 | RCI293 | OB62150042 |  | 10.122.64.84 | Jul 23 2014 7:16PM
San Jose | San Jose -> ATEDR -> ROW A -> A-5 | A-5 | RU#53 | SJA06EDRTOR-A-SB | NETWORK SERVICES | Cisco Systems | Catalyst 3750 | WS-C3750G-48PS-S | CICO251 | FOC1122Y0FE |  |  | Jul 23 2014 7:16PM
San Jose | San Jose -> ATEDR -> ROW A -> A-5 | A-5 | RU#51 | cable manager |  | Leviton Voice and Data | Interbay | 49253-BCM | LEVI067 |  |  |  | Jul 23 2014 7:16PM
San Jose | San Jose -> ATEDR -> ROW A -> A-5 | A-5 | RU#50 | blanking panel |  | APC | NetShelter | AR8101BLK-1U | APC969 |  |  |  | Apr 30 2015 5:50PM
San Jose | San Jose -> ATEDR -> ROW A -> A-5 | A-5 | RU#46 | blanking panel |  | APC | NetShelter | AR8101BLK-4U | APC971 |  |  |  | Apr 30 2015 5:50PM
San Jose | San Jose -> ATEDR -> ROW A -> A-5 | A-5 | RU#44 | blanking panel |  | APC | NetShelter | AR8101BLK-2U | APC970 |  |  |  | Jul 23 2014 7:16PM
San Jose | San Jose -> ATEDR -> ROW A -> A-5 | A-5 | RU#43 | blanking panel |  | APC | NetShelter | AR8101BLK-1U | APC969 |  |  |  | Sep 22 2015 7:59PM
San Jose | San Jose -> ATEDR -> ROW A -> A-5 | A-5 | RU#41 | Contentdirector 1000 |  | Harmonic | MediaGrid | ContentDirector 1000 | HMTL120 |  |  |  | Sep 22 2015 7:59PM
San Jose | San Jose -> ATEDR -> ROW A -> A-5 | A-5 | RU#40 | Contentdirector2 |  | Harmonic | MediaGrid | ContentDirector 1000 | HMTL120 |  |  |  | Sep 22 2015 7:59PM
San Jose | San Jose -> ATEDR -> ROW A -> A-5 | A-5 | RU#37 | Premier content POC |  | Harmonic | MediaGrid | ContentStore | HMTL121 |  |  |  | Sep 22 2015 7:59PM
San Jose | San Jose -> ATEDR -> ROW A -> A-5 | A-5 | RU#32 | DCM-MAC-010 thru 017 |  | MK 1 Manufacturing | MMR | MMR-2G-5URS | MK1M003 |  |  |  | Sep 22 2015 7:59PM
San Jose | San Jose -> ATEDR -> ROW A -> A-5 | A-5 | RU#27 | DCM-MAC-018 Thru 025 |  | MK 1 Manufacturing | MMR | MMR-2G-5URS | MK1M003 |  |  |  | Sep 22 2015 7:59PM
San Jose | San Jose -> ATEDR -> ROW A -> A-5 | A-5 | RU#20 | blanking panel |  | APC | NetShelter | AR8101BLK-2U | APC970 |  |  |  | Jul 8 2015 3:57PM
San Jose | San Jose -> ATEDR -> ROW A -> A-5 | A-5 | RU#19 | WOLFCREEK |  | Super Micro Computer | SuperServer | 6018U-TRT+ | SUPM717 |  |  |  | Jul 8 2015 3:57PM
San Jose | San Jose -> ATEDR -> ROW A -> A-5 | A-5 | RU#18 | TELLURIDE |  | Super Micro Computer | SuperServer | 6018U-TRT+ | SUPM717 |  |  |  | Jul 8 2015 3:57PM
San Jose | San Jose -> ATEDR -> ROW A -> A-5 | A-5 | RU#17 | JACOBSFIELD |  | Super Micro Computer | SuperServer | 6018U-TRT+ | SUPM717 |  |  |  | Jul 8 2015 3:57PM
San Jose | San Jose -> ATEDR -> ROW A -> A-5 | A-5 | RU#16 | EAGLE |  | Super Micro Computer | SuperServer | 6018U-TRT+ | SUPM717 |  |  |  | Jul 8 2015 3:57PM
San Jose | San Jose -> ATEDR -> ROW A -> A-5 | A-5 | RU#15 | FENWAY |  | Dell Computer | PowerEdge R-Series | PowerEdge R220 | DELM552 |  |  |  | Jul 8 2015 3:57PM
San Jose | San Jose -> ATEDR -> ROW A -> A-5 | A-5 | RU#14 | WRIGLEY |  | Dell Computer | PowerEdge R-Series | PowerEdge R220 | DELM552 |  |  |  | Jul 8 2015 3:57PM
San Jose | San Jose -> ATEDR -> ROW A -> A-5 | A-5 | RU#13 | CANDLESTICK |  | Dell Computer | PowerEdge R-Series | PowerEdge R220 | DELM552 |  |  |  | Jul 8 2015 3:57PM
San Jose | San Jose -> ATEDR -> ROW A -> A-5 | A-5 | RU#12 | SKYDOME |  | Dell Computer | PowerEdge R-Series | PowerEdge R420 - 4 LFF | DELM076 |  |  |  | Jul 8 2015 3:57PM
San Jose | San Jose -> ATEDR -> ROW A -> A-5 | A-5 | RU#11 | CAMDENYARDS |  | Dell Computer | PowerEdge R-Series | PowerEdge R420 - 4 LFF | DELM076 |  |  |  | Jul 8 2015 3:57PM
San Jose | San Jose -> ATEDR -> ROW A -> A-5 -> DCM-MAC-010 thru 017 | DCM-MAC-010 thru 017 | InOutPlug#8 | DCM-MAC-017 |  | Apple Computer | Mac | Mac Mini - Vertical | APPL206 | C07Q50Z9G1J2 |  |  | Sep 22 2015 7:59PM
San Jose | San Jose -> ATEDR -> ROW A -> A-5 -> DCM-MAC-010 thru 017 | DCM-MAC-010 thru 017 | InOutPlug#7 | DCM-MAC-016 |  | Apple Computer | Mac | Mac Mini - Vertical | APPL206 | C07Q50YRG1J2 |  |  | Sep 22 2015 7:59PM
San Jose | San Jose -> ATEDR -> ROW A -> A-5 -> DCM-MAC-010 thru 017 | DCM-MAC-010 thru 017 | InOutPlug#6 | DCM-MAC-015 |  | Apple Computer | Mac | Mac Mini - Vertical | APPL206 | C07Q50Z1G1J2 |  |  | Sep 22 2015 7:59PM
San Jose | San Jose -> ATEDR -> ROW A -> A-5 -> DCM-MAC-010 thru 017 | DCM-MAC-010 thru 017 | InOutPlug#5 | DCM-MAC-014 |  | Apple Computer | Mac | Mac Mini - Vertical | APPL206 | C07Q50ZDG1J2 |  |  | Sep 22 2015 7:59PM
San Jose | San Jose -> ATEDR -> ROW A -> A-5 -> DCM-MAC-010 thru 017 | DCM-MAC-010 thru 017 | InOutPlug#4 | DCM-MAC-013 |  | Apple Computer | Mac | Mac Mini - Vertical | APPL206 | C07Q50YMG1J2 |  |  | Sep 22 2015 7:59PM
San Jose | San Jose -> ATEDR -> ROW A -> A-5 -> DCM-MAC-010 thru 017 | DCM-MAC-010 thru 017 | InOutPlug#3 | DCM-MAC-012 |  | Apple Computer | Mac | Mac Mini - Vertical | APPL206 | C07Q50YYG1J2 |  |  | Sep 22 2015 7:59PM
San Jose | San Jose -> ATEDR -> ROW A -> A-5 -> DCM-MAC-010 thru 017 | DCM-MAC-010 thru 017 | InOutPlug#2 | DCM-MAC-011 |  | Apple Computer | Mac | Mac Mini - Vertical | APPL206 | C07Q50SFG1J2 |  |  | Sep 22 2015 7:59PM
San Jose | San Jose -> ATEDR -> ROW A -> A-5 -> DCM-MAC-010 thru 017 | DCM-MAC-010 thru 017 | InOutPlug#1 | DCM-MAC-010 |  | Apple Computer | Mac | Mac Mini - Vertical | APPL206 | C07Q50ZBG1J2 |  |  | Sep 22 2015 7:59PM
San Jose | San Jose -> ATEDR -> ROW A -> A-5 -> DCM-MAC-018 Thru 025 | DCM-MAC-018 Thru 025 | InOutPlug#8 | DCM-MAC-025 |  | Apple Computer | Mac | Mac Mini - Vertical | APPL206 | C07Q80BTG1J2 | 6061739 |  | Sep 30 2015 6:44PM
San Jose | San Jose -> ATEDR -> ROW A -> A-5 -> DCM-MAC-018 Thru 025 | DCM-MAC-018 Thru 025 | InOutPlug#7 | DCM-MAC-024 |  | Apple Computer | Mac | Mac Mini - Vertical | APPL206 | C07Q80BPG1J2 | 6061738 |  | Sep 30 2015 6:44PM
San Jose | San Jose -> ATEDR -> ROW A -> A-5 -> DCM-MAC-018 Thru 025 | DCM-MAC-018 Thru 025 | InOutPlug#6 | DCM-MAC-023 |  | Apple Computer | Mac | Mac Mini - Vertical | APPL206 | C07Q50YVG1J2 |  |  | Sep 22 2015 7:59PM
San Jose | San Jose -> ATEDR -> ROW A -> A-5 -> DCM-MAC-018 Thru 025 | DCM-MAC-018 Thru 025 | InOutPlug#5 | DCM-MAC-022 |  | Apple Computer | Mac | Mac Mini - Vertical | APPL206 | C07Q50ZCG1J2 |  |  | Sep 22 2015 7:59PM
San Jose | San Jose -> ATEDR -> ROW A -> A-5 -> DCM-MAC-018 Thru 025 | DCM-MAC-018 Thru 025 | InOutPlug#4 | DCM-MAC-021 |  | Apple Computer | Mac | Mac Mini - Vertical | APPL206 | C07Q50YSG1J2 |  |  | Sep 22 2015 7:59PM
San Jose | San Jose -> ATEDR -> ROW A -> A-5 -> DCM-MAC-018 Thru 025 | DCM-MAC-018 Thru 025 | InOutPlug#3 | DCM-MAC-020 |  | Apple Computer | Mac | Mac Mini - Vertical | APPL206 | C07Q50YWG1J2 |  |  | Sep 22 2015 7:59PM
San Jose | San Jose -> ATEDR -> ROW A -> A-5 -> DCM-MAC-018 Thru 025 | DCM-MAC-018 Thru 025 | InOutPlug#2 | DCM-MAC-019 |  | Apple Computer | Mac | Mac Mini - Vertical | APPL206 | C07Q50Z4G1J2 |  |  | Sep 22 2015 7:59PM
San Jose | San Jose -> ATEDR -> ROW A -> A-5 -> DCM-MAC-018 Thru 025 | DCM-MAC-018 Thru 025 | InOutPlug#1 | DCM-MAC-018 |  | Apple Computer | Mac | Mac Mini - Vertical | APPL206 | C07Q50Z5G1J2 |  |  | Sep 22 2015 7:59PM
San Jose | San Jose -> ATEDR -> ROW A -> A-5 -> shelf | shelf | InOutPlug#1 | AVE-ENC-01 |  | Dell Computer | Precision T Series | Precision T5500 (Rackmount) | DELC734 |  |  |  | Sep 22 2015 7:59PM
San Jose | San Jose -> ATEDR -> ROW A -> A-5 -> shelf | shelf | InOutPlug#1 | FMSENCODER01 |  | Dell Computer | Precision T Series | Precision T5500 (Rackmount) | DELC734 |  |  |  | Sep 22 2015 7:59PM
San Jose | San Jose -> ATEDR -> ROW A -> A-6 | A-6 | RU#01 | blanking panel |  | APC | NetShelter | AR8101BLK-8U | APC972 |  |  |  | Jul 23 2014 7:16PM
San Jose | San Jose -> ATEDR -> ROW A -> A-6 | A-6 | InOutPlug#2 | ATSRA6PDUB | DATA CENTER OPERATIONS | Raritan Computer | Dominion PX | PX-5522 | RCI293 | OB62150052 |  | 10.122.64.87 | Jul 23 2014 7:16PM
San Jose | San Jose -> ATEDR -> ROW A -> A-6 | A-6 | InOutPlug#1 | ATSRA6PDUA | DATA CENTER OPERATIONS | Raritan Computer | Dominion PX | PX-5522 | RCI293 | OB62150066 |  | 10.122.64.86 | Jul 23 2014 7:16PM
San Jose | San Jose -> ATEDR -> ROW A -> A-6 | A-6 | RU#53 | CONATEDR1 | DATA CENTER OPERATIONS | Raritan Computer | Dominion SX | DSXA-48-AC | RCI175 | WAI3500020 |  | 10.122.68.24 | Jul 23 2014 7:17PM
San Jose | San Jose -> ATEDR -> ROW A -> A-6 | A-6 | RU#51 | cable manager |  | Leviton Voice and Data | Interbay | 49253-BCM | LEVI067 |  |  |  | Jul 23 2014 7:17PM
San Jose | San Jose -> ATEDR -> ROW A -> A-6 | A-6 | RU#50 | blanking panel |  | APC | NetShelter | AR8101BLK-1U | APC969 |  |  |  | Apr 30 2015 5:50PM
San Jose | San Jose -> ATEDR -> ROW A -> A-6 | A-6 | RU#46 | blanking panel |  | APC | NetShelter | AR8101BLK-4U | APC971 |  |  |  | Apr 30 2015 5:50PM
San Jose | San Jose -> ATEDR -> ROW A -> A-6 | A-6 | RU#43 | blanking panel |  | APC | NetShelter | AR8101BLK-3U | APCC280 |  |  |  | Apr 30 2015 5:50PM
San Jose | San Jose -> ATEDR -> ROW A -> A-6 | A-6 | RU#38 | DCM-MAC-026 thru 033 |  | MK 1 Manufacturing | MMR | MMR-2G-5URS | MK1M003 | C07Q80B9G1J2 | 6061743 |  | Sep 30 2015 6:44PM
San Jose | San Jose -> ATEDR -> ROW A -> A-6 | A-6 | RU#37 | blanking panel |  | APC | NetShelter | AR8101BLK-1U | APC969 |  |  |  | Sep 30 2015 6:44PM
San Jose | San Jose -> ATEDR -> ROW A -> A-6 | A-6 | RU#32 | DCM-MAC-034 Thru 037 |  | MK 1 Manufacturing | MMR | MMR-2G-5URS | MK1M003 |  |  |  | Sep 30 2015 6:44PM
San Jose | San Jose -> ATEDR -> ROW A -> A-6 | A-6 | RU#31 | blanking panel |  | APC | NetShelter | AR8101BLK-1U | APC969 |  |  |  | Sep 30 2015 6:44PM
San Jose | San Jose -> ATEDR -> ROW A -> A-6 | A-6 | RU#27 | blanking panel |  | APC | NetShelter | AR8101BLK-4U | APC971 |  |  |  | Sep 30 2015 6:44PM
San Jose | San Jose -> ATEDR -> ROW A -> A-6 | A-6 | RU#25 | blanking panel |  | APC | NetShelter | AR8101BLK-2U | APC970 |  |  |  | Jul 23 2014 7:17PM
San Jose | San Jose -> ATEDR -> ROW A -> A-6 | A-6 | RU#17 | blanking panel |  | APC | NetShelter | AR8101BLK-8U | APC972 |  |  |  | Jul 23 2014 7:16PM
San Jose | San Jose -> ATEDR -> ROW A -> A-6 | A-6 | RU#09 | blanking panel |  | APC | NetShelter | AR8101BLK-8U | APC972 |  |  |  | Jul 23 2014 7:16PM
San Jose | San Jose -> ATEDR -> ROW A -> A-6 -> DCM-MAC-026 thru 033 | DCM-MAC-026 thru 033 | InOutPlug#8 | DCM-MAC-033 |  | Apple Computer | Mac | Mac Mini - Vertical | APPL206 | C07Q80DJG1J2 | 6061736 |  | Sep 30 2015 6:44PM
San Jose | San Jose -> ATEDR -> ROW A -> A-6 -> DCM-MAC-026 thru 033 | DCM-MAC-026 thru 033 | InOutPlug#7 | DCM-MAC-032 |  | Apple Computer | Mac | Mac Mini - Vertical | APPL206 | C07Q80BNG1J2 | 6061740 |  | Sep 30 2015 6:44PM
San Jose | San Jose -> ATEDR -> ROW A -> A-6 -> DCM-MAC-026 thru 033 | DCM-MAC-026 thru 033 | InOutPlug#6 | DCM-MAC-031 |  | Apple Computer | Mac | Mac Mini - Vertical | APPL206 | C07Q80D0G1J2 | 6061733 |  | Sep 30 2015 6:44PM
San Jose | San Jose -> ATEDR -> ROW A -> A-6 -> DCM-MAC-026 thru 033 | DCM-MAC-026 thru 033 | InOutPlug#5 | DCM-MAC-030 |  | Apple Computer | Mac | Mac Mini - Vertical | APPL206 | C07Q80BMG1J2 | 6061742 |  | Sep 30 2015 6:44PM
San Jose | San Jose -> ATEDR -> ROW A -> A-6 -> DCM-MAC-026 thru 033 | DCM-MAC-026 thru 033 | InOutPlug#4 | DCM-MAC-029 |  | Apple Computer | Mac | Mac Mini - Vertical | APPL206 | C07Q80DCG1J2 | 6061731 |  | Sep 30 2015 6:44PM
San Jose | San Jose -> ATEDR -> ROW A -> A-6 -> DCM-MAC-026 thru 033 | DCM-MAC-026 thru 033 | InOutPlug#3 | DCM-MAC-028 |  | Apple Computer | Mac | Mac Mini - Vertical | APPL206 | C07Q80D2G1J2 | 6061732 |  | Sep 30 2015 6:44PM
San Jose | San Jose -> ATEDR -> ROW A -> A-6 -> DCM-MAC-026 thru 033 | DCM-MAC-026 thru 033 | InOutPlug#2 | DCM-MAC-027 |  | Apple Computer | Mac | Mac Mini - Vertical | APPL206 | C07Q80BHG1J2 | 6061737 |  | Sep 30 2015 6:44PM
San Jose | San Jose -> ATEDR -> ROW A -> A-6 -> DCM-MAC-026 thru 033 | DCM-MAC-026 thru 033 | InOutPlug#1 | DCM-MAC-026 |  | Apple Computer | Mac | Mac Mini - Vertical | APPL206 | C07Q80B9G1J2 | 6061743 |  | Sep 30 2015 6:44PM
San Jose | San Jose -> ATEDR -> ROW A -> A-6 -> DCM-MAC-034 Thru 037 | DCM-MAC-034 Thru 037 | InOutPlug#4 | DCM-MAC-037 |  | Apple Computer | Mac | Mac Mini - Vertical | APPL206 | C07Q80CHG1J2 | 6061734 |  | Sep 30 2015 6:44PM
San Jose | San Jose -> ATEDR -> ROW A -> A-6 -> DCM-MAC-034 Thru 037 | DCM-MAC-034 Thru 037 | InOutPlug#3 | DCM-MAC-036 |  | Apple Computer | Mac | Mac Mini - Vertical | APPL206 | C07Q80CUG1J2 | 6061745 |  | Sep 30 2015 6:44PM
San Jose | San Jose -> ATEDR -> ROW A -> A-6 -> DCM-MAC-034 Thru 037 | DCM-MAC-034 Thru 037 | InOutPlug#2 | DCM-MAC-035 |  | Apple Computer | Mac | Mac Mini - Vertical | APPL206 | C07Q80D1G1J2 | 6061735 |  | Sep 30 2015 6:44PM
San Jose | San Jose -> ATEDR -> ROW A -> A-6 -> DCM-MAC-034 Thru 037 | DCM-MAC-034 Thru 037 | InOutPlug#1 | DCM-MAC-034 |  | Apple Computer | Mac | Mac Mini - Vertical | APPL206 | C07Q80DKG1J2 | 6061741 |  | Sep 30 2015 6:44PM
San Jose | San Jose -> ATEDR -> ROW A -> A-7 | A-7 | RU#01 | blanking panel |  | APC | NetShelter | AR8101BLK-8U | APC972 |  |  |  | Jul 23 2014 7:17PM
San Jose | San Jose -> ATEDR -> ROW A -> A-7 | A-7 | InOutPlug#2 | ATSRA7PDUB | DATA CENTER OPERATIONS | Raritan Computer | Dominion PX | PX-5522 | RCI293 | OB62150053 |  | 10.122.64.89 | Jul 23 2014 7:17PM
San Jose | San Jose -> ATEDR -> ROW A -> A-7 | A-7 | InOutPlug#1 | ATSRA7PDUA | DATA CENTER OPERATIONS | Raritan Computer | Dominion PX | PX-5522 | RCI293 | OB62150015 |  | 10.122.64.88 | Jul 23 2014 7:17PM
San Jose | San Jose -> ATEDR -> ROW A -> A-7 | A-7 | RU#53 | SJA06EDRTOR-A-SC | NETWORK SERVICES | Cisco Systems | Catalyst 3750 | WS-C3750G-48PS-S | CICO251 | FOC1230Y1UW |  |  | Jul 23 2014 7:17PM
San Jose | San Jose -> ATEDR -> ROW A -> A-7 | A-7 | RU#50 | blanking panel |  | APC | NetShelter | AR8101BLK-3U | APCC280 |  |  |  | Apr 30 2015 5:50PM
San Jose | San Jose -> ATEDR -> ROW A -> A-7 | A-7 | RU#46 | blanking panel |  | APC | NetShelter | AR8101BLK-4U | APC971 |  |  |  | Apr 30 2015 5:50PM
San Jose | San Jose -> ATEDR -> ROW A -> A-7 | A-7 | RU#45 | blanking panel |  | APC | NetShelter | AR8101BLK-1U | APC969 |  |  |  | Apr 30 2015 5:50PM
San Jose | San Jose -> ATEDR -> ROW A -> A-7 | A-7 | RU#44 | OMNEON-ROUTER | LAB SERVICES | Hewlett-Packard | ProCurve | 2910AL-48G | HEPA355 | SG109IR03Y |  |  | Oct 14 2014 4:36PM
San Jose | San Jose -> ATEDR -> ROW A -> A-7 | A-7 | RU#42 | cable manager |  | Leviton Voice and Data | Blank Panel | 49254-BP2 | LEVI094 |  |  |  | Jan 16 2015 4:56PM
San Jose | San Jose -> ATEDR -> ROW A -> A-7 | A-7 | RU#38 | EALABISI | LAB SERVICES | EMC | Isilon X Series | X410 | EMCC869 | SX410-301545-0127 |  |  | Feb 17 2015 1:03PM
San Jose | San Jose -> ATEDR -> ROW A -> A-7 | A-7 | RU#34 | EALABISI-SHELF1 | LAB SERVICES | EMC | Isilon X Series | X410 | EMCC869 | SX410-301545-0126 |  |  | Feb 17 2015 1:10PM
San Jose | San Jose -> ATEDR -> ROW A -> A-7 | A-7 | RU#30 | EALABISI-SHELF2 | LAB SERVICES | EMC | Isilon X Series | X410 | EMCC869 | SX410-301545-0132 |  |  | Feb 17 2015 1:14PM
San Jose | San Jose -> ATEDR -> ROW A -> A-7 | A-7 | RU#29 | EALAB-SWITCH | LAB SERVICES | Mellanox Technologies | InfiniBand | IS5022 (Rackmount) | MLNX094 | MT1535X00434 |  |  | Dec 7 2015 2:56PM
San Jose | San Jose -> ATEDR -> ROW A -> A-7 | A-7 | RU#28 | SJCLU6EASHP | LAB SERVICES | Hewlett-Packard | ProLiant | DL160 G5p | HEPD460 |  |  |  | Jan 21 2015 7:26PM
San Jose | San Jose -> ATEDR -> ROW A -> A-7 | A-7 | RU#24 | SJ CLUSTER 6 | LAB SERVICES | Hewlett-Packard | ProLiant | SL6500 | HEPK792 | LCPEU0AJ32V0M3 |  |  | Jan 21 2015 7:26PM
San Jose | San Jose -> ATEDR -> ROW A -> A-7 | A-7 | RU#22 | EASJSMDell1 | LAB SERVICES | Dell Computer | PowerEdge R-Series | PowerEdge R720-3.5 Drive | DELC971 | 2PF43W1 |  |  | Jan 21 2015 7:26PM
San Jose | San Jose -> ATEDR -> ROW A -> A-7 | A-7 | RU#20 | EASJSMDell2 | LAB SERVICES | Dell Computer | PowerEdge R-Series | PowerEdge R720-3.5 Drive | DELC971 | 3PF43W1 |  |  | Jan 21 2015 7:26PM
San Jose | San Jose -> ATEDR -> ROW A -> A-7 | A-7 | RU#18 | EASJSMDell3 | LAB SERVICES | Dell Computer | PowerEdge R-Series | PowerEdge R720-3.5 Drive | DELC971 | J518XVI |  |  | Jan 21 2015 7:26PM
San Jose | San Jose -> ATEDR -> ROW A -> A-7 | A-7 | RU#16 | EASJSMDell4 | LAB SERVICES | Dell Computer | PowerEdge R-Series | PowerEdge R720-3.5 Drive | DELC971 | J518WV1 |  |  | Jan 21 2015 7:26PM
San Jose | San Jose -> ATEDR -> ROW A -> A-7 | A-7 | RU#14 | EASJSMEASCLU4 | LAB SERVICES | Super Micro Computer | A Plus Server | AS-2021TM-BIBXRF | SUPM385 | S6F26T622902817 |  |  | Jan 21 2015 7:26PM
San Jose | San Jose -> ATEDR -> ROW A -> A-7 | A-7 | RU#13 | blanking panel |  | APC | NetShelter | AR8101BLK-1U | APC969 |  |  |  | Dec 7 2015 2:56PM
San Jose | San Jose -> ATEDR -> ROW A -> A-7 | A-7 | RU#09 | blanking panel |  | APC | NetShelter | AR8101BLK-4U | APC971 |  |  |  | Feb 17 2015 1:19PM
San Jose | San Jose -> ATEDR -> ROW A -> A-8 | A-8 | RU#01 | blanking panel |  | APC | NetShelter | AR8101BLK-8U | APC972 |  |  |  | Jul 23 2014 7:17PM
San Jose | San Jose -> ATEDR -> ROW A -> A-8 | A-8 | InOutPlug#2 | ATSRA8PDUB | DATA CENTER OPERATIONS | Raritan Computer | Dominion PX | PX-5522 | RCI293 | OB62150023 |  | 10.122.64.91 | Jul 23 2014 7:17PM
San Jose | San Jose -> ATEDR -> ROW A -> A-8 | A-8 | InOutPlug#1 | ATSRA8PDUA | DATA CENTER OPERATIONS | Raritan Computer | Dominion PX | PX-5522 | RCI293 | OB62150064 |  | 10.122.64.90 | Jul 23 2014 7:17PM
San Jose | San Jose -> ATEDR -> ROW A -> A-8 | A-8 | RU#53 | SJA06EDR-ADMSA-2 | NETWORK SERVICES | Cisco Systems | Catalyst 2960 | WS-C2960G-48TC-L | CICO640 | FOC1839S2NT |  | 10.122.64.16 | Feb 25 2015 5:08PM
San Jose | San Jose -> ATEDR -> ROW A -> A-8 | A-8 | RU#50 | blanking panel |  | APC | NetShelter | AR8101BLK-3U | APCC280 |  |  |  | Apr 30 2015 5:50PM
San Jose | San Jose -> ATEDR -> ROW A -> A-8 | A-8 | RU#46 | blanking panel |  | APC | NetShelter | AR8101BLK-4U | APC971 |  |  |  | Apr 30 2015 5:50PM
San Jose | San Jose -> ATEDR -> ROW A -> A-8 | A-8 | RU#45 | blanking panel |  | APC | NetShelter | AR8101BLK-1U | APC969 |  |  |  | Apr 30 2015 5:50PM
San Jose | San Jose -> ATEDR -> ROW A -> A-8 | A-8 | RU#44 | Content-Director-A |  | Omneon Video Networks | MediaGrid | MediaGrid 1000 ContentDirector | OMVN047 |  |  |  | Oct 13 2014 6:14PM
San Jose | San Jose -> ATEDR -> ROW A -> A-8 | A-8 | RU#43 | Content-Director-B |  | Omneon Video Networks | MediaGrid | MediaGrid 1000 ContentDirector | OMVN047 |  |  |  | Oct 13 2014 6:14PM
San Jose | San Jose -> ATEDR -> ROW A -> A-8 | A-8 | RU#42 | Content Bridge |  | Omneon Video Networks | MediaGrid | MediaGrid 1000B ContentBridge | OMVN048 |  |  |  | Oct 13 2014 6:14PM
San Jose | San Jose -> ATEDR -> ROW A -> A-8 | A-8 | RU#39 | Content Server |  | Omneon Video Networks | MediaGrid | ContentServer 3000 | OMVN052 |  |  |  | Oct 13 2014 6:14PM
San Jose | San Jose -> ATEDR -> ROW A -> A-8 | A-8 | RU#38 | SYSTEM-MANAGER |  | Omneon Video Networks | Media Application Server | MAS-1000 | OMVN074 |  |  |  | Oct 14 2014 5:56PM
San Jose | San Jose -> ATEDR -> ROW A -> A-8 | A-8 | RU#36 | EASJSM50 |  | Super Micro Computer | Server Chassis | CSE-825TQ-R700LPB | SUPR094 |  |  |  | Oct 13 2014 6:14PM
San Jose | San Jose -> ATEDR -> ROW A -> A-8 | A-8 | RU#34 | EASJSM51 EASJSM52 |  | Super Micro Computer | SuperServer | SYS-6026TT-HDTRF | SUPR876 |  |  |  | Oct 13 2014 6:14PM
San Jose | San Jose -> ATEDR -> ROW A -> A-8 | A-8 | RU#32 | EASJSM53 EASJSM54 |  | Super Micro Computer | SuperServer | SYS-6026TT-HDTRF | SUPR876 |  |  |  | Oct 13 2014 6:14PM
San Jose | San Jose -> ATEDR -> ROW A -> A-8 | A-8 | RU#31 | SJCLU9EASCSCO |  | Cisco Systems | UCS C-Series | UCS C220 M3 SFF | CISC076 |  |  |  | Oct 13 2014 6:14PM
San Jose | San Jose -> ATEDR -> ROW A -> A-8 | A-8 | RU#29 | SJCLU9EAR01CSCO |  | Cisco Systems | UCS C-Series | UCS C240 M3 | CISC078 |  |  |  | Oct 13 2014 6:14PM
San Jose | San Jose -> ATEDR -> ROW A -> A-8 | A-8 | RU#27 | SJCLU9EAR02CSCO |  | Cisco Systems | UCS C-Series | UCS C240 M3 | CISC078 |  |  |  | Oct 13 2014 6:14PM
San Jose | San Jose -> ATEDR -> ROW A -> A-8 | A-8 | RU#25 | SJCLU9EAR03CSCO |  | Cisco Systems | UCS C-Series | UCS C240 M3 | CISC078 |  |  |  | Oct 13 2014 6:14PM
San Jose | San Jose -> ATEDR -> ROW A -> A-8 | A-8 | RU#24 | SJCLU11DELLCHO | LAB SERVICES | Dell Computer | PowerEdge R-Series | PowerEdge R420 - 4 LFF | DELM076 | GNY4D42 |  | 10.122.66.11, drac=10.122.64.249 | May 18 2015 5:26PM
San Jose | San Jose -> ATEDR -> ROW A -> A-8 | A-8 | RU#23 | SJCLU10CISCOCHO | LAB SERVICES | Cisco Systems | TelePresence Content Server | TCS-C220-5RP-K9 | CSSY728 | FCH191 |  | 10.122.66.10, ilo=10.122.64.248 | May 18 2015 5:27PM
San Jose | San Jose -> ATEDR -> ROW A -> A-8 | A-8 | RU#22 | SJCLU12HPCHO |  | Hewlett-Packard | ProLiant | 769505-B21 | HEPR915 |  |  |  | Jul 20 2015 4:13PM
San Jose | San Jose -> ATEDR -> ROW A -> A-8 | A-8 | RU#17 | blanking panel |  | APC | NetShelter | AR8101BLK-4U | APC971 |  |  |  | May 18 2015 5:27PM
San Jose | San Jose -> ATEDR -> ROW A -> A-8 | A-8 | RU#09 | blanking panel |  | APC | NetShelter | AR8101BLK-8U | APC972 |  |  |  | Jul 23 2014 7:17PM
San Jose | San Jose -> ATEDR -> ROW A -> A-9 | A-9 | RU#01 | SJA06EDR-DRA | DATA CENTER OPERATIONS | Cisco Systems | Catalyst 6500 | WS-C6509 | CSCA203 | SMG1412N025 |  |  | Jul 23 2014 7:18PM
San Jose | San Jose -> ATEDR -> ROW A -> A-9 | A-9 | InOutPlug#2 | ATSRA9PDUB | DATA CENTER OPERATIONS | Raritan Computer | Dominion PX | PX-5522 | RCI293 | OB62150050 |  | 10.122.64.93 | Jul 23 2014 7:18PM
San Jose | San Jose -> ATEDR -> ROW A -> A-9 | A-9 | InOutPlug#1 | ATSRA9PDUA | DATA CENTER OPERATIONS | Raritan Computer | Dominion PX | PX-5522 | RCI293 | OB62150047 |  | 10.122.64.92 | Jul 23 2014 7:18PM
San Jose | San Jose -> ATEDR -> ROW A -> A-9 | A-9 | RU#53 | SJCLU15DELLEAS | LAB SERVICES | Super Micro Computer | SuperServer | PDR-2534B | SUPM488 | 6016GT |  | 10.122.66.150 | Jan 5 2016 3:23PM
San Jose | San Jose -> ATEDR -> ROW A -> A-9 | A-9 | RU#51 | SJCLU15DELLEAR1 | LAB SERVICES | Dell Computer | PowerEdge R-Series | PowerEdge R730 | DELM601 | DFB4182 | 100214471 | 10.122.66.151 | Jan 5 2016 3:23PM
San Jose | San Jose -> ATEDR -> ROW A -> A-9 | A-9 | RU#49 | SJCLU15DELLEAR2 | LAB SERVICES | Dell Computer | PowerEdge R-Series | PowerEdge R730 | DELM601 | DFB6182 | 100214470 | 10.122.66.152 | Jan 5 2016 3:23PM
San Jose | San Jose -> ATEDR -> ROW A -> A-9 | A-9 | RU#47 | SJCLU15DELLEAR3 | LAB SERVICES | Dell Computer | PowerEdge R-Series | PowerEdge R730 | DELM601 | DFB5182 | 100214469 | 10.122.66.153 | Jan 5 2016 3:23PM
San Jose | San Jose -> ATEDR -> ROW A -> A-9 | A-9 | RU#46 | blanking panel |  | APC | NetShelter | AR8101BLK-1U | APC969 |  |  |  | Jan 5 2016 3:23PM
San Jose | San Jose -> ATEDR -> ROW A -> A-9 | A-9 | RU#45 | blanking panel |  | APC | NetShelter | AR8101BLK-1U | APC969 |  |  |  | Jul 23 2014 7:18PM
San Jose | San Jose -> ATEDR -> ROW A -> A-9 | A-9 | RU#41 | blanking panel |  | APC | NetShelter | AR8101BLK-4U | APC971 |  |  |  | Jul 23 2014 7:18PM
San Jose | San Jose -> ATEDR -> ROW A -> A-9 | A-9 | RU#33 | blanking panel |  | APC | NetShelter | AR8101BLK-8U | APC972 |  |  |  | Jul 23 2014 7:18PM
San Jose | San Jose -> ATEDR -> ROW A -> A-9 | A-9 | RU#25 | blanking panel |  | APC | NetShelter | AR8101BLK-8U | APC972 |  |  |  | Jul 23 2014 7:18PM
San Jose | San Jose -> ATEDR -> ROW A -> A-9 | A-9 | RU#22 | blanking panel |  | APC | NetShelter | AR8101BLK-3U | APCC280 |  |  |  | Aug 27 2014 5:10PM
San Jose | San Jose -> ATEDR -> ROW A -> A-9 | A-9 | RU#18 | blanking panel |  | APC | NetShelter | AR8101BLK-4U | APC971 |  |  |  | Aug 27 2014 5:09PM
San Jose | San Jose -> ATEDR -> ROW A -> A-9 | A-9 | RU#16 | cable manager |  | Leviton Voice and Data | Interbay | 49253-BCM | LEVI067 |  |  |  | Jul 23 2014 7:18PM
San Jose | San Jose -> ATEDR -> ROW B -> B-0 | B-0 | RU#01 | blanking panel |  | APC | NetShelter | AR8101BLK-8U | APC972 |  |  |  | Jul 23 2014 7:18PM
San Jose | San Jose -> ATEDR -> ROW B -> B-0 | B-0 | InOutPlug#2 | ATSRB0PDUB | DATA CENTER OPERATIONS | Raritan Computer | Dominion PX | PX-5522 | RCI293 | QB63850002 |  | 10.122.64.75 | Jul 23 2014 7:19PM
San Jose | San Jose -> ATEDR -> ROW B -> B-0 | B-0 | InOutPlug#1 | ATSRB0PDUA | DATA CENTER OPERATIONS | Raritan Computer | Dominion PX | PX-5522 | RCI293 | QB63850012 |  | 10.122.64.74 | Jul 23 2014 7:19PM
San Jose | San Jose -> ATEDR -> ROW B -> B-0 | B-0 | RU#46 | blanking panel |  | APC | NetShelter | AR8101BLK-8U | APC972 |  |  |  | Apr 30 2015 5:50PM
San Jose | San Jose -> ATEDR -> ROW B -> B-0 | B-0 | RU#45 | shelf | Bare Metal | Sonnet Technologies | Brackets | RACK-MIN-2X | SONT001 |  |  |  | Jul 23 2014 7:19PM
San Jose | San Jose -> ATEDR -> ROW B -> B-0 | B-0 | RU#44 | shelf | Bare Metal | Sonnet Technologies | Brackets | RACK-MIN-2X | SONT001 |  |  |  | Jul 23 2014 7:19PM
San Jose | San Jose -> ATEDR -> ROW B -> B-0 | B-0 | RU#43 | shelf | Bare Metal | Sonnet Technologies | Brackets | RACK-MIN-2X | SONT001 |  |  |  | Jul 23 2014 7:19PM
San Jose | San Jose -> ATEDR -> ROW B -> B-0 | B-0 | RU#42 | shelf | Bare Metal | Sonnet Technologies | Brackets | RACK-MIN-2X | SONT001 |  |  |  | Jul 23 2014 7:19PM
San Jose | San Jose -> ATEDR -> ROW B -> B-0 | B-0 | RU#41 | shelf | Bare Metal | Sonnet Technologies | Brackets | RACK-MIN-2X | SONT001 |  |  |  | Jul 23 2014 7:19PM
San Jose | San Jose -> ATEDR -> ROW B -> B-0 | B-0 | RU#40 | shelf | Bare Metal | Sonnet Technologies | Brackets | RACK-MIN-2X | SONT001 |  |  |  | Jul 23 2014 7:19PM
San Jose | San Jose -> ATEDR -> ROW B -> B-0 | B-0 | RU#39 | shelf | Bare Metal | Sonnet Technologies | Brackets | RACK-MIN-2X | SONT001 |  |  |  | Jul 23 2014 7:19PM
San Jose | San Jose -> ATEDR -> ROW B -> B-0 | B-0 | RU#38 | shelf | Bare Metal | Sonnet Technologies | Brackets | RACK-MIN-2X | SONT001 |  |  |  | Jul 23 2014 7:20PM
San Jose | San Jose -> ATEDR -> ROW B -> B-0 | B-0 | RU#37 | shelf | Bare Metal | Sonnet Technologies | Brackets | RACK-MIN-2X | SONT001 |  |  |  | Jul 23 2014 7:20PM
San Jose | San Jose -> ATEDR -> ROW B -> B-0 | B-0 | RU#36 | shelf | Bare Metal | Sonnet Technologies | Brackets | RACK-MIN-2X | SONT001 |  |  |  | Jul 23 2014 7:20PM
San Jose | San Jose -> ATEDR -> ROW B -> B-0 | B-0 | RU#35 | shelf | Bare Metal | Sonnet Technologies | Brackets | RACK-MIN-2X | SONT001 |  |  |  | Jul 23 2014 7:20PM
San Jose | San Jose -> ATEDR -> ROW B -> B-0 | B-0 | RU#34 | shelf | Bare Metal | Sonnet Technologies | Brackets | RACK-MIN-2X | SONT001 |  |  |  | Jul 23 2014 7:20PM
San Jose | San Jose -> ATEDR -> ROW B -> B-0 | B-0 | RU#33 | shelf | Bare Metal | Sonnet Technologies | Brackets | RACK-MIN-2X | SONT001 |  |  |  | Jul 23 2014 7:20PM
San Jose | San Jose -> ATEDR -> ROW B -> B-0 | B-0 | RU#32 | shelf | Bare Metal | Sonnet Technologies | Brackets | RACK-MIN-2X | SONT001 |  |  |  | Jul 23 2014 7:20PM
San Jose | San Jose -> ATEDR -> ROW B -> B-0 | B-0 | RU#31 | shelf | Bare Metal | Sonnet Technologies | Brackets | RACK-MIN-2X | SONT001 |  |  |  | Jul 23 2014 7:20PM
San Jose | San Jose -> ATEDR -> ROW B -> B-0 | B-0 | RU#30 | shelf | Bare Metal | Sonnet Technologies | Brackets | RACK-MIN-2X | SONT001 |  |  |  | Jul 23 2014 7:19PM
San Jose | San Jose -> ATEDR -> ROW B -> B-0 | B-0 | RU#29 | PHCI-MAC-071 & PHCI-MAC-072 | Bare Metal | APC | NetShelter | AR8122BLK | APC980 |  |  |  | Nov 18 2014 7:03PM
San Jose | San Jose -> ATEDR -> ROW B -> B-0 | B-0 | RU#28 | PHCI-MAC-073 & PHCI-MAC-074 | Bare Metal | APC | NetShelter | AR8122BLK | APC980 |  |  |  | Nov 18 2014 7:03PM
San Jose | San Jose -> ATEDR -> ROW B -> B-0 | B-0 | RU#27 | PHCI-MAC-075 & PHCI-MAC-076 | Bare Metal | APC | NetShelter | AR8122BLK | APC980 |  |  |  | Nov 18 2014 7:03PM
San Jose | San Jose -> ATEDR -> ROW B -> B-0 | B-0 | RU#26 | PHCI-MAC-077 & PHCI-MAC-078 | Bare Metal | APC | NetShelter | AR8122BLK | APC980 |  |  |  | Nov 18 2014 7:03PM
San Jose | San Jose -> ATEDR -> ROW B -> B-0 | B-0 | RU#25 | PHCI-MAC-079 & PHCI-MAC-080 | Bare Metal | APC | NetShelter | AR8122BLK | APC980 |  |  |  | Nov 18 2014 7:03PM
San Jose | San Jose -> ATEDR -> ROW B -> B-0 | B-0 | RU#24 | PHCI-MAC-081 & PHCI-MAC-082 | Bare Metal | APC | NetShelter | AR8122BLK | APC980 |  |  |  | Nov 18 2014 7:03PM
San Jose | San Jose -> ATEDR -> ROW B -> B-0 | B-0 | RU#23 | PHCI-MAC-083 & PHCI-MAC-084 | Bare Metal | APC | NetShelter | AR8122BLK | APC980 |  |  |  | Nov 18 2014 7:03PM
San Jose | San Jose -> ATEDR -> ROW B -> B-0 | B-0 | RU#22 | PHCI-MAC-085 & PHCI-MAC-086 | Bare Metal | APC | NetShelter | AR8122BLK | APC980 |  |  |  | Nov 18 2014 7:03PM
San Jose | San Jose -> ATEDR -> ROW B -> B-0 | B-0 | RU#21 | PHCI-MAC-087 & PHCI-MAC-088 | Bare Metal | APC | NetShelter | AR8122BLK | APC980 |  |  |  | Nov 18 2014 7:03PM
San Jose | San Jose -> ATEDR -> ROW B -> B-0 | B-0 | RU#17 | blanking panel |  | APC | NetShelter | AR8101BLK-4U | APC971 |  |  |  | Nov 18 2014 7:03PM
San Jose | San Jose -> ATEDR -> ROW B -> B-0 | B-0 | RU#09 | blanking panel |  | APC | NetShelter | AR8101BLK-8U | APC972 |  |  |  | Nov 18 2014 7:03PM
San Jose | San Jose -> ATEDR -> ROW B -> B-0 -> PHCI-MAC-071 & PHCI-MAC-072 | PHCI-MAC-071 & PHCI-MAC-072 | InOutPlug#7 | PHCI-MAC-072 |  | Apple Computer | Mac | MacMini with HDMI | APPL126 | C07NH1N7DY3H | 6058419 |  | Nov 18 2014 7:03PM
San Jose | San Jose -> ATEDR -> ROW B -> B-0 -> PHCI-MAC-071 & PHCI-MAC-072 | PHCI-MAC-071 & PHCI-MAC-072 | InOutPlug#1 | PHCI-MAC-071 |  | Apple Computer | Mac | MacMini with HDMI | APPL126 | C07NH1H0DY3H | 6058425 |  | Nov 18 2014 7:03PM
San Jose | San Jose -> ATEDR -> ROW B -> B-0 -> PHCI-MAC-073 & PHCI-MAC-074 | PHCI-MAC-073 & PHCI-MAC-074 | InOutPlug#7 | PHCI-MAC-074 |  | Apple Computer | Mac | MacMini with HDMI | APPL126 | C07NH1GXDY3H | 6058426 |  | Nov 18 2014 7:03PM
San Jose | San Jose -> ATEDR -> ROW B -> B-0 -> PHCI-MAC-073 & PHCI-MAC-074 | PHCI-MAC-073 & PHCI-MAC-074 | InOutPlug#1 | PHCI-MAC-073 |  | Apple Computer | Mac | MacMini with HDMI | APPL126 | C07NH1H2DY3H | 6058420 |  | Nov 18 2014 7:03PM
San Jose | San Jose -> ATEDR -> ROW B -> B-0 -> PHCI-MAC-075 & PHCI-MAC-076 | PHCI-MAC-075 & PHCI-MAC-076 | InOutPlug#7 | PHCI-MAC-076 |  | Apple Computer | Mac | MacMini with HDMI | APPL126 | C07NH171DY3H | 6058417 |  | Nov 18 2014 7:03PM
San Jose | San Jose -> ATEDR -> ROW B -> B-0 -> PHCI-MAC-075 & PHCI-MAC-076 | PHCI-MAC-075 & PHCI-MAC-076 | InOutPlug#1 | PHCI-MAC-075 |  | Apple Computer | Mac | MacMini with HDMI | APPL126 | C07NH171DY3H | 6058418 |  | Nov 18 2014 7:03PM
San Jose | San Jose -> ATEDR -> ROW B -> B-0 -> PHCI-MAC-077 & PHCI-MAC-078 | PHCI-MAC-077 & PHCI-MAC-078 | InOutPlug#7 | PHCI-MAC-078 |  | Apple Computer | Mac | MacMini with HDMI | APPL126 | C07NH0EVDY3H | 6058414 |  | Nov 18 2014 7:03PM
San Jose | San Jose -> ATEDR -> ROW B -> B-0 -> PHCI-MAC-077 & PHCI-MAC-078 | PHCI-MAC-077 & PHCI-MAC-078 | InOutPlug#1 | PHCI-MAC-077 |  | Apple Computer | Mac | MacMini with HDMI | APPL126 | C07NH1WXDY3H | 6058424 |  | Nov 18 2014 7:03PM
San Jose | San Jose -> ATEDR -> ROW B -> B-0 -> PHCI-MAC-079 & PHCI-MAC-080 | PHCI-MAC-079 & PHCI-MAC-080 | InOutPlug#7 | PHCI-MAC-080 |  | Apple Computer | Mac | MacMini with HDMI | APPL126 | C07NH1UBDY3H | 6058423 |  | Nov 18 2014 7:03PM
San Jose | San Jose -> ATEDR -> ROW B -> B-0 -> PHCI-MAC-079 & PHCI-MAC-080 | PHCI-MAC-079 & PHCI-MAC-080 | InOutPlug#1 | PHCI-MAC-079 |  | Apple Computer | Mac | MacMini with HDMI | APPL126 | C07NH0MBDY3H | 6058416 |  | Nov 18 2014 7:03PM
San Jose | San Jose -> ATEDR -> ROW B -> B-0 -> PHCI-MAC-081 & PHCI-MAC-082 | PHCI-MAC-081 & PHCI-MAC-082 | InOutPlug#7 | PHCI-MAC-082 |  | Apple Computer | Mac | MacMini with HDMI | APPL126 | C07NH170DY3H | 6058405 |  | Nov 18 2014 7:03PM
San Jose | San Jose -> ATEDR -> ROW B -> B-0 -> PHCI-MAC-081 & PHCI-MAC-082 | PHCI-MAC-081 & PHCI-MAC-082 | InOutPlug#1 | PHCI-MAC-081 |  | Apple Computer | Mac | MacMini with HDMI | APPL126 | C07NH1N6DY3H | 6058415 |  | Nov 18 2014 7:03PM
San Jose | San Jose -> ATEDR -> ROW B -> B-0 -> PHCI-MAC-083 & PHCI-MAC-084 | PHCI-MAC-083 & PHCI-MAC-084 | InOutPlug#7 | PHCI-MAC-084 |  | Apple Computer | Mac | MacMini with HDMI | APPL126 | C07NH19SDY3H | 6058453 |  | Nov 18 2014 7:03PM
San Jose | San Jose -> ATEDR -> ROW B -> B-0 -> PHCI-MAC-083 & PHCI-MAC-084 | PHCI-MAC-083 & PHCI-MAC-084 | InOutPlug#1 | PHCI-MAC-083 |  | Apple Computer | Mac | MacMini with HDMI | APPL126 | C07NH1HCDY3H | 6058422 |  | Nov 18 2014 7:03PM
San Jose | San Jose -> ATEDR -> ROW B -> B-0 -> PHCI-MAC-085 & PHCI-MAC-086 | PHCI-MAC-085 & PHCI-MAC-086 | InOutPlug#7 | PHCI-MAC-086 |  | Apple Computer | Mac | MacMini with HDMI | APPL126 | C07NH14LDY3H | 6058421 |  | Nov 18 2014 7:03PM
San Jose | San Jose -> ATEDR -> ROW B -> B-0 -> PHCI-MAC-085 & PHCI-MAC-086 | PHCI-MAC-085 & PHCI-MAC-086 | InOutPlug#1 | PHCI-MAC-085 |  | Apple Computer | Mac | MacMini with HDMI | APPL126 | C07NH1H6DY3H | 6058455 |  | Nov 18 2014 7:03PM
San Jose | San Jose -> ATEDR -> ROW B -> B-0 -> PHCI-MAC-087 & PHCI-MAC-088 | PHCI-MAC-087 & PHCI-MAC-088 | InOutPlug#7 | PHCI-MAC-088 |  | Apple Computer | Mac | MacMini with HDMI | APPL126 | C07NH19NDY3H | 6058454 |  | Nov 18 2014 7:03PM
San Jose | San Jose -> ATEDR -> ROW B -> B-0 -> PHCI-MAC-087 & PHCI-MAC-088 | PHCI-MAC-087 & PHCI-MAC-088 | InOutPlug#1 | PHCI-MAC-087 |  | Apple Computer | Mac | MacMini with HDMI | APPL126 | C07NH1H1DY3H | 6058452 |  | Nov 18 2014 7:03PM
San Jose | San Jose -> ATEDR -> ROW B -> B-1 | B-1 | RU#01 | blanking panel |  | APC | NetShelter | AR8101BLK-8U | APC972 |  |  |  | Jul 23 2014 7:21PM
San Jose | San Jose -> ATEDR -> ROW B -> B-1 | B-1 | InOutPlug#2 | ATSRB1PDUB | DATA CENTER OPERATIONS | Raritan Computer | Dominion PX | PX-5522 | RCI293 | QB63850029 |  | 10.122.64.95 | Jul 23 2014 7:21PM
San Jose | San Jose -> ATEDR -> ROW B -> B-1 | B-1 | InOutPlug#1 | ATSRB1PDUA | DATA CENTER OPERATIONS | Raritan Computer | Dominion PX | PX-5522 | RCI293 | QB63850030 |  | 10.122.64.94 | Jul 23 2014 7:21PM
San Jose | San Jose -> ATEDR -> ROW B -> B-1 | B-1 | RU#52 | KVMATEDR4 |  | Raritan Computer | Dominion KX II | DKX2-464 | RCI170 | HKF9700041 |  |  | Nov 4 2014 10:48AM
San Jose | San Jose -> ATEDR -> ROW B -> B-1 | B-1 | RU#51 | SJA06EDRTOR-B-SA | NETWORK SERVICES | Cisco Systems | Catalyst 2960 | WS-C2960G-48TC-L | CICO640 | F0C1122U67Q |  | 10.122.64.34 | Jul 23 2014 7:21PM
San Jose | San Jose -> ATEDR -> ROW B -> B-1 | B-1 | RU#50 | blanking panel |  | APC | NetShelter | AR8101BLK-1U | APC969 |  |  |  | Apr 30 2015 5:50PM
San Jose | San Jose -> ATEDR -> ROW B -> B-1 | B-1 | RU#46 | blanking panel |  | APC | NetShelter | AR8101BLK-4U | APC971 |  |  |  | Apr 30 2015 5:50PM
San Jose | San Jose -> ATEDR -> ROW B -> B-1 | B-1 | RU#43 | blanking panel |  | APC | NetShelter | AR8101BLK-3U | APCC280 |  |  |  | Apr 30 2015 5:50PM
San Jose | San Jose -> ATEDR -> ROW B -> B-1 | B-1 | RU#42 | PHCI-MAC-089 & PHCI-MAC-090 | Bare Metal | APC | NetShelter | AR8122BLK | APC980 |  |  |  | Nov 18 2014 4:49PM
San Jose | San Jose -> ATEDR -> ROW B -> B-1 | B-1 | RU#40 | blanking panel |  | APC | NetShelter | AR8101BLK-2U | APC970 |  |  |  | Nov 18 2014 4:49PM
San Jose | San Jose -> ATEDR -> ROW B -> B-1 | B-1 | RU#39 | Blanking Panel |  | APC | NetShelter | AR8101BLK-1U | APC969 |  |  |  | Nov 4 2014 10:48AM
San Jose | San Jose -> ATEDR -> ROW B -> B-1 | B-1 | RU#37 | Blanking Panel |  | APC | NetShelter | AR8101BLK-2U | APC970 |  |  |  | Nov 4 2014 10:48AM
San Jose | San Jose -> ATEDR -> ROW B -> B-1 | B-1 | RU#35 | Blanking Panel |  | APC | NetShelter | AR8101BLK-2U | APC970 |  |  |  | Nov 4 2014 10:48AM
San Jose | San Jose -> ATEDR -> ROW B -> B-1 | B-1 | RU#33 | Blanking Panel |  | APC | NetShelter | AR8101BLK-2U | APC970 |  |  |  | Nov 4 2014 10:48AM
San Jose | San Jose -> ATEDR -> ROW B -> B-1 | B-1 | RU#25 | Blanking Panel |  | APC | NetShelter | AR8101BLK-8U | APC972 |  |  |  | Nov 4 2014 10:48AM
San Jose | San Jose -> ATEDR -> ROW B -> B-1 | B-1 | RU#17 | blanking panel |  | APC | NetShelter | AR8101BLK-8U | APC972 |  |  |  | Jul 23 2014 7:21PM
San Jose | San Jose -> ATEDR -> ROW B -> B-1 | B-1 | RU#09 | blanking panel |  | APC | NetShelter | AR8101BLK-8U | APC972 |  |  |  | Jul 23 2014 7:21PM
San Jose | San Jose -> ATEDR -> ROW B -> B-1 -> PHCI-MAC-089 & PHCI-MAC-090 | PHCI-MAC-089 & PHCI-MAC-090 | InOutPlug#7 | PHCI-MAC-090 |  | Apple Computer | Mac | MacMini with HDMI | APPL126 | C07NM1WNG1J1 | 6058563 |  | Nov 18 2014 4:49PM
San Jose | San Jose -> ATEDR -> ROW B -> B-1 -> PHCI-MAC-089 & PHCI-MAC-090 | PHCI-MAC-089 & PHCI-MAC-090 | InOutPlug#1 | PHCI-MAC-089 |  | Apple Computer | Mac | MacMini with HDMI | APPL126 | C07NM22PG1J1 | 6058564 |  | Nov 18 2014 4:49PM
San Jose | San Jose -> ATEDR -> ROW B -> B-2 | B-2 | RU#01 | blanking panel |  | APC | NetShelter | AR8101BLK-8U | APC972 |  |  |  | Jul 23 2014 7:21PM
San Jose | San Jose -> ATEDR -> ROW B -> B-2 | B-2 | InOutPlug#2 | ATSRB2PDUB | DATA CENTER OPERATIONS | Raritan Computer | Dominion PX | PX-5522 | RCI293 | QB63850055 |  | 10.122.64.97 | Jul 23 2014 7:21PM
San Jose | San Jose -> ATEDR -> ROW B -> B-2 | B-2 | InOutPlug#1 | ATSRB2PDUA | DATA CENTER OPERATIONS | Raritan Computer | Dominion PX | PX-5522 | RCI293 | QB63850021 |  | 10.122.64.96 | Jul 23 2014 7:21PM
San Jose | San Jose -> ATEDR -> ROW B -> B-2 | B-2 | RU#53 | SJA06EDR-ADMSB-2 |  | Cisco Systems | Catalyst 2960 | WS-C2960-48TC-L | CICO343 | FOC1132U1N6 |  |  | Nov 19 2014 3:13PM
San Jose | San Jose -> ATEDR -> ROW B -> B-2 | B-2 | RU#50 | blanking panel |  | APC | NetShelter | AR8101BLK-3U | APCC280 |  |  |  | Apr 30 2015 5:50PM
San Jose | San Jose -> ATEDR -> ROW B -> B-2 | B-2 | RU#46 | blanking panel |  | APC | NetShelter | AR8101BLK-4U | APC971 |  |  |  | Apr 30 2015 5:50PM
San Jose | San Jose -> ATEDR -> ROW B -> B-2 | B-2 | RU#41 | PHCI-MAC-163 Thru 170 | Bare Metal | MK 1 Manufacturing | MPR | Mac Pro Shelf | MK1M004 |  |  |  | Sep 29 2015 12:05PM
San Jose | San Jose -> ATEDR -> ROW B -> B-2 | B-2 | RU#31 | (shelf) PHCI-MAC-171 THRU 176 | Bare Metal | Generic Equipment Set | Shelf | 19 Inch 1U Shelf | GENR944 |  |  |  | Dec 4 2015 11:41AM
San Jose | San Jose -> ATEDR -> ROW B -> B-2 | B-2 | RU#24 | (shelf) PHCI-MAC-177 THRU 182 | Bare Metal | Generic Equipment Set | Shelf | 19 Inch 1U Shelf | GENR944 |  |  |  | Dec 4 2015 11:41AM
San Jose | San Jose -> ATEDR -> ROW B -> B-2 | B-2 | RU#17 | (shelf) PHCI-MAC-183 THRU 188 | Bare Metal | Generic Equipment Set | Shelf | 19 Inch 1U Shelf | GENR944 |  |  |  | Dec 4 2015 11:41AM
San Jose | San Jose -> ATEDR -> ROW B -> B-2 | B-2 | RU#10 | (shelf) PHCI-MAC-189 THRU 190 | Bare Metal | Generic Equipment Set | Shelf | 19 Inch 1U Shelf | GENR944 |  |  |  | Dec 4 2015 11:41AM
San Jose | San Jose -> ATEDR -> ROW B -> B-2 | B-2 | RU#09 | blanking panel |  | APC | NetShelter | AR8101BLK-1U | APC969 |  |  |  | Dec 4 2015 11:41AM
San Jose | San Jose -> ATEDR -> ROW B -> B-2 -> (shelf) PHCI-MAC-171 THRU 176 | (shelf) PHCI-MAC-171 THRU 176 | InOutPlug#6 | PHCI-MAC-176 |  | Apple Computer | Mac | Mac Pro (Quad-Core) | APPL204 | F5KQP0TNF9VN | 100217296 |  | Dec 4 2015 11:41AM
San Jose | San Jose -> ATEDR -> ROW B -> B-2 -> (shelf) PHCI-MAC-171 THRU 176 | (shelf) PHCI-MAC-171 THRU 176 | InOutPlug#5 | PHCI-MAC-175 |  | Apple Computer | Mac | Mac Pro (Quad-Core) | APPL204 | F5KQP0TFF9VN | 100217280 |  | Dec 4 2015 11:41AM
San Jose | San Jose -> ATEDR -> ROW B -> B-2 -> (shelf) PHCI-MAC-171 THRU 176 | (shelf) PHCI-MAC-171 THRU 176 | InOutPlug#4 | PHCI-MAC-174 |  | Apple Computer | Mac | Mac Pro (Quad-Core) | APPL204 | F5KQP0TJF9VN | 100217288 |  | Dec 4 2015 11:41AM
San Jose | San Jose -> ATEDR -> ROW B -> B-2 -> (shelf) PHCI-MAC-171 THRU 176 | (shelf) PHCI-MAC-171 THRU 176 | InOutPlug#3 | PHCI-MAC-173 |  | Apple Computer | Mac | Mac Pro (Quad-Core) | APPL204 | F5KQP0TQF9VN | 100217290 |  | Dec 4 2015 11:41AM
San Jose | San Jose -> ATEDR -> ROW B -> B-2 -> (shelf) PHCI-MAC-171 THRU 176 | (shelf) PHCI-MAC-171 THRU 176 | InOutPlug#2 | PHCI-MAC-172 |  | Apple Computer | Mac | Mac Pro (Quad-Core) | APPL204 | F5KQP0MVF9VN | 100217293 |  | Dec 4 2015 11:41AM
San Jose | San Jose -> ATEDR -> ROW B -> B-2 -> (shelf) PHCI-MAC-171 THRU 176 | (shelf) PHCI-MAC-171 THRU 176 | InOutPlug#1 | PHCI-MAC-171 |  | Apple Computer | Mac | Mac Pro (Quad-Core) | APPL204 | F5KQP0TTF9VN | 100217297 |  | Dec 4 2015 11:41AM
San Jose | San Jose -> ATEDR -> ROW B -> B-2 -> (shelf) PHCI-MAC-177 THRU 182 | (shelf) PHCI-MAC-177 THRU 182 | InOutPlug#6 | PHCI-MAC-182 |  | Apple Computer | Mac | Mac Pro (Quad-Core) | APPL204 | F5KQP0TXF9VN | 100217279 |  | Dec 4 2015 11:41AM
San Jose | San Jose -> ATEDR -> ROW B -> B-2 -> (shelf) PHCI-MAC-177 THRU 182 | (shelf) PHCI-MAC-177 THRU 182 | InOutPlug#5 | PHCI-MAC-181 |  | Apple Computer | Mac | Mac Pro (Quad-Core) | APPL204 | F5KQP0TLF9VN | 100217281 |  | Dec 4 2015 11:41AM
San Jose | San Jose -> ATEDR -> ROW B -> B-2 -> (shelf) PHCI-MAC-177 THRU 182 | (shelf) PHCI-MAC-177 THRU 182 | InOutPlug#4 | PHCI-MAC-180 |  | Apple Computer | Mac | Mac Pro (Quad-Core) | APPL204 | F5KQP0TSF9VN | 100217287 |  | Dec 4 2015 11:41AM
San Jose | San Jose -> ATEDR -> ROW B -> B-2 -> (shelf) PHCI-MAC-177 THRU 182 | (shelf) PHCI-MAC-177 THRU 182 | InOutPlug#3 | PHCI-MAC-179 |  | Apple Computer | Mac | Mac Pro (Quad-Core) | APPL204 | F5KQP0TZF9VN | 100217294 |  | Dec 4 2015 11:41AM
San Jose | San Jose -> ATEDR -> ROW B -> B-2 -> (shelf) PHCI-MAC-177 THRU 182 | (shelf) PHCI-MAC-177 THRU 182 | InOutPlug#2 | PHCI-MAC-178 |  | Apple Computer | Mac | Mac Pro (Quad-Core) | APPL204 | F5KQP0TWF9VN | 100217289 |  | Dec 4 2015 11:41AM
San Jose | San Jose -> ATEDR -> ROW B -> B-2 -> (shelf) PHCI-MAC-177 THRU 182 | (shelf) PHCI-MAC-177 THRU 182 | InOutPlug#1 | PHCI-MAC-177 |  | Apple Computer | Mac | Mac Pro (Quad-Core) | APPL204 | F5KQP0TEF9VN | 100217285 |  | Dec 4 2015 11:41AM
San Jose | San Jose -> ATEDR -> ROW B -> B-2 -> (shelf) PHCI-MAC-183 THRU 188 | (shelf) PHCI-MAC-183 THRU 188 | InOutPlug#6 | PHCI-MAC-188 |  | Apple Computer | Mac | Mac Pro (Quad-Core) | APPL204 | F5KQP0TMF9VN | 100217282 |  | Dec 4 2015 11:41AM
San Jose | San Jose -> ATEDR -> ROW B -> B-2 -> (shelf) PHCI-MAC-183 THRU 188 | (shelf) PHCI-MAC-183 THRU 188 | InOutPlug#5 | PHCI-MAC-187 |  | Apple Computer | Mac | Mac Pro (Quad-Core) | APPL204 | F5KQP0TVF9VN | 100217292 |  | Dec 4 2015 11:41AM
San Jose | San Jose -> ATEDR -> ROW B -> B-2 -> (shelf) PHCI-MAC-183 THRU 188 | (shelf) PHCI-MAC-183 THRU 188 | InOutPlug#4 | PHCI-MAC-186 |  | Apple Computer | Mac | Mac Pro (Quad-Core) | APPL204 | F5KQP0TRF9VN | 100217295 |  | Dec 4 2015 11:41AM
San Jose | San Jose -> ATEDR -> ROW B -> B-2 -> (shelf) PHCI-MAC-183 THRU 188 | (shelf) PHCI-MAC-183 THRU 188 | InOutPlug#3 | PHCI-MAC-185 |  | Apple Computer | Mac | Mac Pro (Quad-Core) | APPL204 | F5KQP0TYF9VN | 100217286 |  | Dec 4 2015 11:41AM
San Jose | San Jose -> ATEDR -> ROW B -> B-2 -> (shelf) PHCI-MAC-183 THRU 188 | (shelf) PHCI-MAC-183 THRU 188 | InOutPlug#2 | PHCI-MAC-184 |  | Apple Computer | Mac | Mac Pro (Quad-Core) | APPL204 | F5KQP0TGF9VN | 100217283 |  | Dec 4 2015 11:41AM
San Jose | San Jose -> ATEDR -> ROW B -> B-2 -> (shelf) PHCI-MAC-183 THRU 188 | (shelf) PHCI-MAC-183 THRU 188 | InOutPlug#1 | PHCI-MAC-183 |  | Apple Computer | Mac | Mac Pro (Quad-Core) | APPL204 | F5KQP0TPF9VN | 100217284 |  | Dec 4 2015 11:41AM
San Jose | San Jose -> ATEDR -> ROW B -> B-2 -> (shelf) PHCI-MAC-189 THRU 190 | (shelf) PHCI-MAC-189 THRU 190 | InOutPlug#2 | PHCI-MAC-190 |  | Apple Computer | Mac | Mac Pro (Quad-Core) | APPL204 | F5KQP0TKF9VN | 100217298 |  | Dec 4 2015 11:41AM
San Jose | San Jose -> ATEDR -> ROW B -> B-2 -> (shelf) PHCI-MAC-189 THRU 190 | (shelf) PHCI-MAC-189 THRU 190 | InOutPlug#1 | PHCI-MAC-189 |  | Apple Computer | Mac | Mac Pro (Quad-Core) | APPL204 | F5KQP0THF9VN | 100217291 |  | Dec 4 2015 11:41AM
San Jose | San Jose -> ATEDR -> ROW B -> B-2 -> PHCI-MAC-163 Thru 170 | PHCI-MAC-163 Thru 170 | InOutPlug#8 | PHCI-MAC-170 |  | Apple Computer | Mac | Mac Pro (Quad-Core) | APPL204 | F5KQ501ZF9VN | 100217212 |  | Sep 29 2015 12:05PM
San Jose | San Jose -> ATEDR -> ROW B -> B-2 -> PHCI-MAC-163 Thru 170 | PHCI-MAC-163 Thru 170 | InOutPlug#7 | PHCI-MAC-169 |  | Apple Computer | Mac | Mac Pro (Quad-Core) | APPL204 | F5KQ502BF9VN | 100217207 |  | Sep 22 2015 6:25PM
San Jose | San Jose -> ATEDR -> ROW B -> B-2 -> PHCI-MAC-163 Thru 170 | PHCI-MAC-163 Thru 170 | InOutPlug#6 | PHCI-MAC-168 |  | Apple Computer | Mac | Mac Pro (Quad-Core) | APPL204 | F5KQ5029F9VN | 100217195 |  | Sep 22 2015 6:25PM
San Jose | San Jose -> ATEDR -> ROW B -> B-2 -> PHCI-MAC-163 Thru 170 | PHCI-MAC-163 Thru 170 | InOutPlug#5 | PHCI-MAC-167 |  | Apple Computer | Mac | Mac Pro (Quad-Core) | APPL204 | F5KQ5020F9VN | 100217200 |  | Sep 22 2015 6:25PM
San Jose | San Jose -> ATEDR -> ROW B -> B-2 -> PHCI-MAC-163 Thru 170 | PHCI-MAC-163 Thru 170 | InOutPlug#4 | PHCI-MAC-166 |  | Apple Computer | Mac | Mac Pro (Quad-Core) | APPL204 | F5KQ501YF9VN | 100217217 |  | Sep 22 2015 6:25PM
San Jose | San Jose -> ATEDR -> ROW B -> B-2 -> PHCI-MAC-163 Thru 170 | PHCI-MAC-163 Thru 170 | InOutPlug#3 | PHCI-MAC-165 |  | Apple Computer | Mac | Mac Pro (Quad-Core) | APPL204 | F5KQ5021F9VN | 100217213 |  | Sep 22 2015 6:25PM
San Jose | San Jose -> ATEDR -> ROW B -> B-2 -> PHCI-MAC-163 Thru 170 | PHCI-MAC-163 Thru 170 | InOutPlug#2 | PHCI-MAC-164 |  | Apple Computer | Mac | Mac Pro (Quad-Core) | APPL204 | F5KQ5023F9VN | 100217208 |  | Sep 22 2015 6:25PM
San Jose | San Jose -> ATEDR -> ROW B -> B-2 -> PHCI-MAC-163 Thru 170 | PHCI-MAC-163 Thru 170 | InOutPlug#1 | PHCI-MAC-163 |  | Apple Computer | Mac | Mac Pro (Quad-Core) | APPL204 | F5KQ502DF9VN | 100217210 |  | Sep 22 2015 6:25PM
San Jose | San Jose -> ATEDR -> ROW B -> B-3 | B-3 | RU#06 | (shelf) PHCI-MAC-061/062/063/064/065/066 | Bare Metal | Generic Equipment Set | Shelf | 19 Inch 1U Shelf | GENR944 |  |  |  | Nov 18 2014 6:22PM
San Jose | San Jose -> ATEDR -> ROW B -> B-3 | B-3 | RU#05 | blanking panel |  | APC | NetShelter | AR8101BLK-1U | APC969 |  |  |  | Nov 18 2014 6:22PM
San Jose | San Jose -> ATEDR -> ROW B -> B-3 | B-3 | RU#01 | blanking panel |  | APC | NetShelter | AR8101BLK-4U | APC971 |  |  |  | Nov 18 2014 6:22PM
San Jose | San Jose -> ATEDR -> ROW B -> B-3 | B-3 | InOutPlug#2 | ATSRB3PDUB | DATA CENTER OPERATIONS | Raritan Computer | Dominion PX | PX-5522 | RCI293 | QB63850051 |  | 10.122.64.99 | Jul 23 2014 7:23PM
San Jose | San Jose -> ATEDR -> ROW B -> B-3 | B-3 | InOutPlug#1 | ATSRB3PDUA | DATA CENTER OPERATIONS | Raritan Computer | Dominion PX | PX-5522 | RCI293 | QB63850028 |  | 10.122.64.98 | Jul 23 2014 7:23PM
San Jose | San Jose -> ATEDR -> ROW B -> B-3 | B-3 | RU#53 | SJA06EDRTOR-B-SD |  | Cisco Systems | Catalyst 4900 | WS-C4948-S | CICO626 | FOX1222GEHZ | 3097456 |  | Nov 19 2014 3:13PM
San Jose | San Jose -> ATEDR -> ROW B -> B-3 | B-3 | RU#50 | blanking panel |  | APC | NetShelter | AR8101BLK-3U | APCC280 |  |  |  | Apr 30 2015 5:50PM
San Jose | San Jose -> ATEDR -> ROW B -> B-3 | B-3 | RU#46 | blanking panel |  | APC | NetShelter | AR8101BLK-4U | APC971 |  |  |  | Apr 30 2015 5:50PM
San Jose | San Jose -> ATEDR -> ROW B -> B-3 | B-3 | RU#39 | (shelf) PHCI-MAC-017/018/019/020/021/022 | Bare Metal | Generic Equipment Set | Shelf | 19 Inch 1U Shelf | GENR944 |  |  |  | Jul 23 2014 7:23PM
San Jose | San Jose -> ATEDR -> ROW B -> B-3 | B-3 | RU#32 | (shelf) PHCI-MAC-023/024/025/026/027/028 | Bare Metal | Generic Equipment Set | Shelf | 19 Inch 1U Shelf | GENR944 |  |  |  | Jul 23 2014 7:22PM
San Jose | San Jose -> ATEDR -> ROW B -> B-3 | B-3 | RU#25 | (shelf) PHCI-MAC-029/030/031/032/033/034 | Bare Metal | Generic Equipment Set | Shelf | 19 Inch 1U Shelf | GENR944 |  |  |  | Jul 23 2014 7:22PM
San Jose | San Jose -> ATEDR -> ROW B -> B-3 | B-3 | RU#18 | (shelf) PHCI-MAC-035/035/051/052/053/054 | Bare Metal | Generic Equipment Set | Shelf | 19 Inch 1U Shelf | GENR944 |  |  |  | Jul 23 2014 7:22PM
San Jose | San Jose -> ATEDR -> ROW B -> B-3 | B-3 | RU#12 | (shelf) PHCI-MAC-055/056/057/058/059/060 | Bare Metal | Generic Equipment Set | Shelf | 19 Inch 1U Shelf | GENR944 |  |  |  | Nov 18 2014 6:22PM
San Jose | San Jose -> ATEDR -> ROW B -> B-3 -> (shelf) PHCI-MAC-017/018/019/020/021/022 | (shelf) PHCI-MAC-017/018/019/020/021/022 | InOutPlug#6 | PHCI-MAC-022 | LAB SERVICES | Apple Computer | Mac | Mac Pro (Quad-Core) | APPL204 | F5KMG1JNF694 | 3130253 | DHCP | Jul 23 2014 7:22PM
San Jose | San Jose -> ATEDR -> ROW B -> B-3 -> (shelf) PHCI-MAC-017/018/019/020/021/022 | (shelf) PHCI-MAC-017/018/019/020/021/022 | InOutPlug#5 | PHCI-MAC-021 | LAB SERVICES | Apple Computer | Mac | Mac Pro (Quad-Core) | APPL204 | F5KMG1C9F694 | 3130243 | DHCP | Jul 23 2014 7:22PM
San Jose | San Jose -> ATEDR -> ROW B -> B-3 -> (shelf) PHCI-MAC-017/018/019/020/021/022 | (shelf) PHCI-MAC-017/018/019/020/021/022 | InOutPlug#4 | PHCI-MAC-020 | LAB SERVICES | Apple Computer | Mac | Mac Pro (Quad-Core) | APPL204 | F5KMG1JNF694 | 3130240 | DHCP | Jul 23 2014 7:22PM
San Jose | San Jose -> ATEDR -> ROW B -> B-3 -> (shelf) PHCI-MAC-017/018/019/020/021/022 | (shelf) PHCI-MAC-017/018/019/020/021/022 | InOutPlug#3 | PHCI-MAC-019 | LAB SERVICES | Apple Computer | Mac | Mac Pro (Quad-Core) | APPL204 | F5KMG1F3F694 | 3130239 | DHCP | Jul 23 2014 7:23PM
San Jose | San Jose -> ATEDR -> ROW B -> B-3 -> (shelf) PHCI-MAC-017/018/019/020/021/022 | (shelf) PHCI-MAC-017/018/019/020/021/022 | InOutPlug#2 | PHCI-MAC-018 | LAB SERVICES | Apple Computer | Mac | Mac Pro (Quad-Core) | APPL204 | F5KLY0VCF693 | 3130308 | DHCP | Jul 23 2014 7:23PM
San Jose | San Jose -> ATEDR -> ROW B -> B-3 -> (shelf) PHCI-MAC-017/018/019/020/021/022 | (shelf) PHCI-MAC-017/018/019/020/021/022 | InOutPlug#1 | PHCI-MAC-017 | LAB SERVICES | Apple Computer | Mac | Mac Pro (Quad-Core) | APPL204 | F5KLX0Q2F693 | 3130307 | DHCP | Jul 23 2014 7:23PM
San Jose | San Jose -> ATEDR -> ROW B -> B-3 -> (shelf) PHCI-MAC-023/024/025/026/027/028 | (shelf) PHCI-MAC-023/024/025/026/027/028 | InOutPlug#6 | PHCI-MAC-028 | LAB SERVICES | Apple Computer | Mac | Mac Pro (Quad-Core) | APPL204 | F5KMG1JPF694 | 3130246 | DHCP | Jul 23 2014 7:22PM
San Jose | San Jose -> ATEDR -> ROW B -> B-3 -> (shelf) PHCI-MAC-023/024/025/026/027/028 | (shelf) PHCI-MAC-023/024/025/026/027/028 | InOutPlug#5 | PHCI-MAC-027 | LAB SERVICES | Apple Computer | Mac | Mac Pro (Quad-Core) | APPL204 | F5KMG1D1F694 | 3130251 | DHCP | Jul 23 2014 7:22PM
San Jose | San Jose -> ATEDR -> ROW B -> B-3 -> (shelf) PHCI-MAC-023/024/025/026/027/028 | (shelf) PHCI-MAC-023/024/025/026/027/028 | InOutPlug#4 | PHCI-MAC-026 | LAB SERVICES | Apple Computer | Mac | Mac Pro (Quad-Core) | APPL204 | F5KMG1F1F694 | 3130247 | DHCP | Jul 23 2014 7:22PM
San Jose | San Jose -> ATEDR -> ROW B -> B-3 -> (shelf) PHCI-MAC-023/024/025/026/027/028 | (shelf) PHCI-MAC-023/024/025/026/027/028 | InOutPlug#3 | PHCI-MAC-025 | LAB SERVICES | Apple Computer | Mac | Mac Pro (Quad-Core) | APPL204 | F5KMG1DTF694 | 3130241 | DHCP | Jul 23 2014 7:22PM
San Jose | San Jose -> ATEDR -> ROW B -> B-3 -> (shelf) PHCI-MAC-023/024/025/026/027/028 | (shelf) PHCI-MAC-023/024/025/026/027/028 | InOutPlug#2 | PHCI-MAC-024 | LAB SERVICES | Apple Computer | Mac | Mac Pro (Quad-Core) | APPL204 | F5KMG1PSF694 | 3130252 | DHCP | Jul 23 2014 7:22PM
San Jose | San Jose -> ATEDR -> ROW B -> B-3 -> (shelf) PHCI-MAC-023/024/025/026/027/028 | (shelf) PHCI-MAC-023/024/025/026/027/028 | InOutPlug#1 | PHCI-MAC-023 | LAB SERVICES | Apple Computer | Mac | Mac Pro (Quad-Core) | APPL204 | F5KMG1JJF694 | 3130250 | DHCP | Jul 23 2014 7:22PM
San Jose | San Jose -> ATEDR -> ROW B -> B-3 -> (shelf) PHCI-MAC-029/030/031/032/033/034 | (shelf) PHCI-MAC-029/030/031/032/033/034 | InOutPlug#6 | PHCI-MAC-034 | LAB SERVICES | Apple Computer | Mac | Mac Pro (Quad-Core) | APPL204 | F5KMJ0Z3F694 | 3130264 | DHCP | Jul 23 2014 7:22PM
San Jose | San Jose -> ATEDR -> ROW B -> B-3 -> (shelf) PHCI-MAC-029/030/031/032/033/034 | (shelf) PHCI-MAC-029/030/031/032/033/034 | InOutPlug#5 | PHCI-MAC-033 | LAB SERVICES | Apple Computer | Mac | Mac Pro (Quad-Core) | APPL204 | F5KMG1DQF694 | 3130259 | DHCP | Jul 23 2014 7:23PM
San Jose | San Jose -> ATEDR -> ROW B -> B-3 -> (shelf) PHCI-MAC-029/030/031/032/033/034 | (shelf) PHCI-MAC-029/030/031/032/033/034 | InOutPlug#4 | PHCI-MAC-032 | LAB SERVICES | Apple Computer | Mac | Mac Pro (Quad-Core) | APPL204 | F5KMG1DKF694 | 3130261 | DHCP | Jul 23 2014 7:22PM
San Jose | San Jose -> ATEDR -> ROW B -> B-3 -> (shelf) PHCI-MAC-029/030/031/032/033/034 | (shelf) PHCI-MAC-029/030/031/032/033/034 | InOutPlug#3 | PHCI-MAC-031 | LAB SERVICES | Apple Computer | Mac | Mac Pro (Quad-Core) | APPL204 | F5KMG1DQF694 | 3130248 | DHCP | Jul 23 2014 7:22PM
San Jose | San Jose -> ATEDR -> ROW B -> B-3 -> (shelf) PHCI-MAC-029/030/031/032/033/034 | (shelf) PHCI-MAC-029/030/031/032/033/034 | InOutPlug#2 | PCHI-MAC-030 | LAB SERVICES | Apple Computer | Mac | Mac Pro (Quad-Core) | APPL204 | F5KMG1D5F694 | 3130242 | DHCP | Jul 23 2014 7:22PM
San Jose | San Jose -> ATEDR -> ROW B -> B-3 -> (shelf) PHCI-MAC-029/030/031/032/033/034 | (shelf) PHCI-MAC-029/030/031/032/033/034 | InOutPlug#1 | PHCI-MAC-029 | LAB SERVICES | Apple Computer | Mac | Mac Pro (Quad-Core) | APPL204 | F5KMG1CNF694 | 3130245 | DHCP | Jul 23 2014 7:22PM
San Jose | San Jose -> ATEDR -> ROW B -> B-3 -> (shelf) PHCI-MAC-035/035/051/052/053/054 | (shelf) PHCI-MAC-035/035/051/052/053/054 | InOutPlug#6 | PHCI-MAC-054 |  | Apple Computer | Mac | Mac Pro (Quad-Core) | APPL204 | F5KNJ0QNF9VN | 3138318 |  | Nov 3 2014 11:55AM
San Jose | San Jose -> ATEDR -> ROW B -> B-3 -> (shelf) PHCI-MAC-035/035/051/052/053/054 | (shelf) PHCI-MAC-035/035/051/052/053/054 | InOutPlug#5 | PHCI-MAC-053 |  | Apple Computer | Mac | Mac Pro (Quad-Core) | APPL204 | F5KNJ0QPF9VN | 3138317 |  | Nov 3 2014 11:55AM
San Jose | San Jose -> ATEDR -> ROW B -> B-3 -> (shelf) PHCI-MAC-035/035/051/052/053/054 | (shelf) PHCI-MAC-035/035/051/052/053/054 | InOutPlug#4 | PHCI-MAC-052 |  | Apple Computer | Mac | Mac Pro (Quad-Core) | APPL204 | F5KNK024F9VN | 3138315 |  | Nov 3 2014 11:55AM
San Jose | San Jose -> ATEDR -> ROW B -> B-3 -> (shelf) PHCI-MAC-035/035/051/052/053/054 | (shelf) PHCI-MAC-035/035/051/052/053/054 | InOutPlug#3 | PHCI-MAC-051 |  | Apple Computer | Mac | Mac Pro (Quad-Core) | APPL204 | F5KNJ0QYF9VN | 3138316 |  | Nov 3 2014 11:55AM
San Jose | San Jose -> ATEDR -> ROW B -> B-3 -> (shelf) PHCI-MAC-035/035/051/052/053/054 | (shelf) PHCI-MAC-035/035/051/052/053/054 | InOutPlug#2 | PHCI-MAC-036 | LAB SERVICES | Apple Computer | Mac | Mac Pro (Quad-Core) | APPL204 | F5KMJ0Z7F694 | 3130263 | DHCP | Jul 23 2014 7:22PM
San Jose | San Jose -> ATEDR -> ROW B -> B-3 -> (shelf) PHCI-MAC-035/035/051/052/053/054 | (shelf) PHCI-MAC-035/035/051/052/053/054 | InOutPlug#1 | PHCI-MAC-035 | LAB SERVICES | Apple Computer | Mac | Mac Pro (Quad-Core) | APPL204 | F5KMJ0R1F694 | 3130260 | DHCP | Jul 23 2014 7:22PM
San Jose | San Jose -> ATEDR -> ROW B -> B-3 -> (shelf) PHCI-MAC-055/056/057/058/059/060 | (shelf) PHCI-MAC-055/056/057/058/059/060 | InOutPlug#6 | PHCI-MAC-060 |  | Apple Computer | Mac | Mac Pro (Quad-Core) | APPL204 | F5KNJ0R0F9VN | 3138323 |  | Nov 18 2014 6:22PM
San Jose | San Jose -> ATEDR -> ROW B -> B-3 -> (shelf) PHCI-MAC-055/056/057/058/059/060 | (shelf) PHCI-MAC-055/056/057/058/059/060 | InOutPlug#5 | PHCI-MAC-059 |  | Apple Computer | Mac | Mac Pro (Quad-Core) | APPL204 | F5KNJ0QQF9VN | 3138334 |  | Nov 18 2014 6:22PM
San Jose | San Jose -> ATEDR -> ROW B -> B-3 -> (shelf) PHCI-MAC-055/056/057/058/059/060 | (shelf) PHCI-MAC-055/056/057/058/059/060 | InOutPlug#4 | PHCI-MAC-058 |  | Apple Computer | Mac | Mac Pro (Quad-Core) | APPL204 | F5KNK0A6F9VN | 3138319 |  | Nov 18 2014 6:22PM
San Jose | San Jose -> ATEDR -> ROW B -> B-3 -> (shelf) PHCI-MAC-055/056/057/058/059/060 | (shelf) PHCI-MAC-055/056/057/058/059/060 | InOutPlug#3 | PHCI-MAC-057 |  | Apple Computer | Mac | Mac Pro (Quad-Core) | APPL204 | F5KNJ0B6F9VN | 3138324 |  | Nov 18 2014 6:22PM
San Jose | San Jose -> ATEDR -> ROW B -> B-3 -> (shelf) PHCI-MAC-055/056/057/058/059/060 | (shelf) PHCI-MAC-055/056/057/058/059/060 | InOutPlug#2 | PHCI-MAC-056 |  | Apple Computer | Mac | Mac Pro (Quad-Core) | APPL204 | F5KNJ0QRF9VN | 3138320 |  | Nov 18 2014 6:22PM
San Jose | San Jose -> ATEDR -> ROW B -> B-3 -> (shelf) PHCI-MAC-055/056/057/058/059/060 | (shelf) PHCI-MAC-055/056/057/058/059/060 | InOutPlug#1 | PHCI-MAC-055 |  | Apple Computer | Mac | Mac Pro (Quad-Core) | APPL204 | F5KNJ0QSF9VN | 3138333 |  | Nov 18 2014 6:22PM
San Jose | San Jose -> ATEDR -> ROW B -> B-3 -> (shelf) PHCI-MAC-061/062/063/064/065/066 | (shelf) PHCI-MAC-061/062/063/064/065/066 | InOutPlug#6 | PHCI-MAC-066 |  | Apple Computer | Mac | Mac Pro (Quad-Core) | APPL204 | F5KNJ0QVF9VN | 3138322 |  | Nov 18 2014 6:22PM
San Jose | San Jose -> ATEDR -> ROW B -> B-3 -> (shelf) PHCI-MAC-061/062/063/064/065/066 | (shelf) PHCI-MAC-061/062/063/064/065/066 | InOutPlug#5 | PHCI-MAC-065 |  | Apple Computer | Mac | Mac Pro (Quad-Core) | APPL204 | F5KNK023F9VN | 3138321 |  | Nov 18 2014 6:22PM
San Jose | San Jose -> ATEDR -> ROW B -> B-3 -> (shelf) PHCI-MAC-061/062/063/064/065/066 | (shelf) PHCI-MAC-061/062/063/064/065/066 | InOutPlug#4 | PHCI-MAC-064 |  | Apple Computer | Mac | Mac Pro (Quad-Core) | APPL204 | F5KNJ0B8F9VN | 3138329 |  | Nov 18 2014 6:22PM
San Jose | San Jose -> ATEDR -> ROW B -> B-3 -> (shelf) PHCI-MAC-061/062/063/064/065/066 | (shelf) PHCI-MAC-061/062/063/064/065/066 | InOutPlug#3 | PHCI-MAC-063 |  | Apple Computer | Mac | Mac Pro (Quad-Core) | APPL204 | F5KNJ0QWF9VN | 3138330 |  | Nov 18 2014 6:22PM
San Jose | San Jose -> ATEDR -> ROW B -> B-3 -> (shelf) PHCI-MAC-061/062/063/064/065/066 | (shelf) PHCI-MAC-061/062/063/064/065/066 | InOutPlug#2 | PHCI-MAC-062 |  | Apple Computer | Mac | Mac Pro (Quad-Core) | APPL204 | F5KNJ0R1F9VN | 3138328 |  | Nov 18 2014 6:22PM
San Jose | San Jose -> ATEDR -> ROW B -> B-3 -> (shelf) PHCI-MAC-061/062/063/064/065/066 | (shelf) PHCI-MAC-061/062/063/064/065/066 | InOutPlug#1 | PHCI-MAC-061 |  | Apple Computer | Mac | Mac Pro (Quad-Core) | APPL204 | F5KNJ0QXF9VN | 3138326 |  | Nov 18 2014 6:22PM
San Jose | San Jose -> ATEDR -> ROW B -> B-4 | B-4 | RU#04 | PHCI-MAC-157 thru 162 |  | Generic Equipment Set | Shelf | 19 Inch 1U Shelf | GENR944 |  |  |  | Sep 22 2015 6:24PM
San Jose | San Jose -> ATEDR -> ROW B -> B-4 | B-4 | RU#01 | 19 Inch 1U Shelf |  | Generic Equipment Set | Shelf | 19 Inch 1U Shelf | GENR944 |  |  |  | Sep 30 2015 3:44PM
San Jose | San Jose -> ATEDR -> ROW B -> B-4 | B-4 | InOutPlug#2 | ATSRB4PDUB | DATA CENTER OPERATIONS | Raritan Computer | Dominion PX | PX-5522 | RCI293 | QB63850032 |  | 10.122.64.101 | Jul 23 2014 7:23PM
San Jose | San Jose -> ATEDR -> ROW B -> B-4 | B-4 | InOutPlug#1 | ATSRB4PDUA | DATA CENTER OPERATIONS | Raritan Computer | Dominion PX | PX-5522 | RCI293 | QB63850024 |  | 10.122.64.100 | Jul 23 2014 7:23PM
San Jose | San Jose -> ATEDR -> ROW B -> B-4 | B-4 | RU#53 | KVMATEDR1 | DATA CENTER OPERATIONS | Raritan Computer | Dominion KX II | DKX2-432 | RCI152 | HKD2200006 |  | 10.122.68.50 | Jul 23 2014 7:23PM
San Jose | San Jose -> ATEDR -> ROW B -> B-4 | B-4 | RU#52 | SJA06EDR-ADMSB | NETWORK SERVICES | Cisco Systems | Catalyst 2960 | WS-C2960-48TC-L | CICO343 | FOC1427W4RJ |  | 10.122.64.12 | Jul 23 2014 7:23PM
San Jose | San Jose -> ATEDR -> ROW B -> B-4 | B-4 | RU#50 | blanking panel |  | APC | NetShelter | AR8101BLK-2U | APC970 |  |  |  | Apr 30 2015 5:50PM
San Jose | San Jose -> ATEDR -> ROW B -> B-4 | B-4 | RU#46 | blanking panel |  | APC | NetShelter | AR8101BLK-4U | APC971 |  |  |  | Apr 30 2015 5:50PM
San Jose | San Jose -> ATEDR -> ROW B -> B-4 | B-4 | RU#44 | blanking panel |  | APC | NetShelter | AR8101BLK-2U | APC970 |  |  |  | Apr 30 2015 5:50PM
San Jose | San Jose -> ATEDR -> ROW B -> B-4 | B-4 | RU#38 | (shelf) PHCI-MAC-067/068/069/070 | Bare Metal | Generic Equipment Set | Shelf | 19 Inch 1U Shelf | GENR944 |  |  |  | Nov 18 2014 5:18PM
San Jose | San Jose -> ATEDR -> ROW B -> B-4 | B-4 | RU#32 | PHCI-MAC-093 thru098 |  | Generic Equipment Set | Shelf | 19 Inch 1U Shelf | GENR944 |  |  |  | Sep 22 2015 6:24PM
San Jose | San Jose -> ATEDR -> ROW B -> B-4 | B-4 | RU#25 | PHCI-MAC-099 thru 104 |  | Generic Equipment Set | Shelf | 19 Inch 1U Shelf | GENR944 |  |  |  | Sep 22 2015 6:24PM
San Jose | San Jose -> ATEDR -> ROW B -> B-4 | B-4 | RU#18 | PHCI-MAC-105 - PHCI-MAC-146 thru 150 |  | Generic Equipment Set | Shelf | 19 Inch 1U Shelf | GENR944 |  |  |  | Sep 22 2015 6:24PM
San Jose | San Jose -> ATEDR -> ROW B -> B-4 | B-4 | RU#11 | PHCI-MAC-151 thru 156 |  | Generic Equipment Set | Shelf | 19 Inch 1U Shelf | GENR944 |  |  |  | Sep 22 2015 6:24PM
San Jose | San Jose -> ATEDR -> ROW B -> B-4 -> (shelf) PHCI-MAC-067/068/069/070 | (shelf) PHCI-MAC-067/068/069/070 | InOutPlug#6 | PHCI-MAC-092 |  | Apple Computer | Mac | Mac Pro (Quad-Core) | APPL204 |  |  |  | Sep 22 2015 6:24PM
San Jose | San Jose -> ATEDR -> ROW B -> B-4 -> (shelf) PHCI-MAC-067/068/069/070 | (shelf) PHCI-MAC-067/068/069/070 | InOutPlug#5 | PHCI-MAC-091 |  | Apple Computer | Mac | Mac Pro (Quad-Core) | APPL204 |  |  |  | Sep 22 2015 6:24PM
San Jose | San Jose -> ATEDR -> ROW B -> B-4 -> (shelf) PHCI-MAC-067/068/069/070 | (shelf) PHCI-MAC-067/068/069/070 | InOutPlug#4 | PHCI-MAC-070 |  | Apple Computer | Mac | Mac Pro (Quad-Core) | APPL204 | F5KNJ0B9F9VN | 3138331 |  | Nov 18 2014 5:18PM
San Jose | San Jose -> ATEDR -> ROW B -> B-4 -> (shelf) PHCI-MAC-067/068/069/070 | (shelf) PHCI-MAC-067/068/069/070 | InOutPlug#3 | PHCI-MAC-069 |  | Apple Computer | Mac | Mac Pro (Quad-Core) | APPL204 | F5KNJ0R3F9VN | 3138332 |  | Nov 18 2014 5:18PM
San Jose | San Jose -> ATEDR -> ROW B -> B-4 -> (shelf) PHCI-MAC-067/068/069/070 | (shelf) PHCI-MAC-067/068/069/070 | InOutPlug#2 | PHCI-MAC-068 |  | Apple Computer | Mac | Mac Pro (Quad-Core) | APPL204 | F5KNJ0R2F9VN | 3138327 |  | Nov 18 2014 5:18PM
San Jose | San Jose -> ATEDR -> ROW B -> B-4 -> (shelf) PHCI-MAC-067/068/069/070 | (shelf) PHCI-MAC-067/068/069/070 | InOutPlug#1 | PHCI-MAC-067 |  | Apple Computer | Mac | Mac Pro (Quad-Core) | APPL204 | F5KNJ0QUF9VN | 3138325 |  | Nov 18 2014 5:18PM
San Jose | San Jose -> ATEDR -> ROW B -> B-4 -> PHCI-MAC-093 thru098 | PHCI-MAC-093 thru098 | InOutPlug#6 | PHCI-MAC-098 |  | Apple Computer | Mac | Mac Pro (Quad-Core) | APPL204 |  |  |  | Sep 22 2015 6:24PM
San Jose | San Jose -> ATEDR -> ROW B -> B-4 -> PHCI-MAC-093 thru098 | PHCI-MAC-093 thru098 | InOutPlug#5 | PHCI-MAC-097 |  | Apple Computer | Mac | Mac Pro (Quad-Core) | APPL204 |  |  |  | Sep 22 2015 6:24PM
San Jose | San Jose -> ATEDR -> ROW B -> B-4 -> PHCI-MAC-093 thru098 | PHCI-MAC-093 thru098 | InOutPlug#4 | PHCI-MAC-096 |  | Apple Computer | Mac | Mac Pro (Quad-Core) | APPL204 |  |  |  | Sep 22 2015 6:24PM
San Jose | San Jose -> ATEDR -> ROW B -> B-4 -> PHCI-MAC-093 thru098 | PHCI-MAC-093 thru098 | InOutPlug#3 | PHCI-MAC-095 |  | Apple Computer | Mac | Mac Pro (Quad-Core) | APPL204 |  |  |  | Sep 22 2015 6:24PM
San Jose | San Jose -> ATEDR -> ROW B -> B-4 -> PHCI-MAC-093 thru098 | PHCI-MAC-093 thru098 | InOutPlug#2 | PHCI-MAC-094 |  | Apple Computer | Mac | Mac Pro (Quad-Core) | APPL204 |  |  |  | Sep 22 2015 6:24PM
San Jose | San Jose -> ATEDR -> ROW B -> B-4 -> PHCI-MAC-093 thru098 | PHCI-MAC-093 thru098 | InOutPlug#1 | PHCI-MAC-093 |  | Apple Computer | Mac | Mac Pro (Quad-Core) | APPL204 |  |  |  | Sep 22 2015 6:24PM
San Jose | San Jose -> ATEDR -> ROW B -> B-4 -> PHCI-MAC-099 thru 104 | PHCI-MAC-099 thru 104 | InOutPlug#6 | PHCI-MAC-104 |  | Apple Computer | Mac | Mac Pro (Quad-Core) | APPL204 |  |  |  | Sep 22 2015 6:24PM
San Jose | San Jose -> ATEDR -> ROW B -> B-4 -> PHCI-MAC-099 thru 104 | PHCI-MAC-099 thru 104 | InOutPlug#5 | PHCI-MAC-103 |  | Apple Computer | Mac | Mac Pro (Quad-Core) | APPL204 |  |  |  | Sep 22 2015 6:24PM
San Jose | San Jose -> ATEDR -> ROW B -> B-4 -> PHCI-MAC-099 thru 104 | PHCI-MAC-099 thru 104 | InOutPlug#4 | PHCI-MAC-102 |  | Apple Computer | Mac | Mac Pro (Quad-Core) | APPL204 |  |  |  | Sep 22 2015 6:24PM
San Jose | San Jose -> ATEDR -> ROW B -> B-4 -> PHCI-MAC-099 thru 104 | PHCI-MAC-099 thru 104 | InOutPlug#3 | PHCI-MAC-101 |  | Apple Computer | Mac | Mac Pro (Quad-Core) | APPL204 |  |  |  | Sep 22 2015 6:24PM
San Jose | San Jose -> ATEDR -> ROW B -> B-4 -> PHCI-MAC-099 thru 104 | PHCI-MAC-099 thru 104 | InOutPlug#2 | PHCI-MAC-100 |  | Apple Computer | Mac | Mac Pro (Quad-Core) | APPL204 |  |  |  | Sep 22 2015 6:24PM
San Jose | San Jose -> ATEDR -> ROW B -> B-4 -> PHCI-MAC-099 thru 104 | PHCI-MAC-099 thru 104 | InOutPlug#1 | PHCI-MAC-099 |  | Apple Computer | Mac | Mac Pro (Quad-Core) | APPL204 |  |  |  | Sep 22 2015 6:24PM
San Jose | San Jose -> ATEDR -> ROW B -> B-4 -> PHCI-MAC-105 - PHCI-MAC-146 thru 150 | PHCI-MAC-105 - PHCI-MAC-146 thru 150 | InOutPlug#6 | PHCI-MAC-150 |  | Apple Computer | Mac | Mac Pro (Quad-Core) | APPL204 |  |  |  | Sep 22 2015 6:24PM
San Jose | San Jose -> ATEDR -> ROW B -> B-4 -> PHCI-MAC-105 - PHCI-MAC-146 thru 150 | PHCI-MAC-105 - PHCI-MAC-146 thru 150 | InOutPlug#5 | PHCI-MAC-149 |  | Apple Computer | Mac | Mac Pro (Quad-Core) | APPL204 |  |  |  | Sep 22 2015 6:24PM
San Jose | San Jose -> ATEDR -> ROW B -> B-4 -> PHCI-MAC-105 - PHCI-MAC-146 thru 150 | PHCI-MAC-105 - PHCI-MAC-146 thru 150 | InOutPlug#4 | PHCI-MAC-148 |  | Apple Computer | Mac | Mac Pro (Quad-Core) | APPL204 |  |  |  | Sep 22 2015 6:24PM
San Jose | San Jose -> ATEDR -> ROW B -> B-4 -> PHCI-MAC-105 - PHCI-MAC-146 thru 150 | PHCI-MAC-105 - PHCI-MAC-146 thru 150 | InOutPlug#3 | PHCI-MAC-147 |  | Apple Computer | Mac | Mac Pro (Quad-Core) | APPL204 |  |  |  | Sep 22 2015 6:24PM
San Jose | San Jose -> ATEDR -> ROW B -> B-4 -> PHCI-MAC-105 - PHCI-MAC-146 thru 150 | PHCI-MAC-105 - PHCI-MAC-146 thru 150 | InOutPlug#2 | PHCI-MAC-146 |  | Apple Computer | Mac | Mac Pro (Quad-Core) | APPL204 |  |  |  | Sep 22 2015 6:24PM
San Jose | San Jose -> ATEDR -> ROW B -> B-4 -> PHCI-MAC-105 - PHCI-MAC-146 thru 150 | PHCI-MAC-105 - PHCI-MAC-146 thru 150 | InOutPlug#1 | PHCI-MAC-105 |  | Apple Computer | Mac | Mac Pro (Quad-Core) | APPL204 |  |  |  | Sep 22 2015 6:24PM
San Jose | San Jose -> ATEDR -> ROW B -> B-4 -> PHCI-MAC-151 thru 156 | PHCI-MAC-151 thru 156 | InOutPlug#6 | PHCI-MAC-156 |  | Apple Computer | Mac | Mac Pro (Quad-Core) | APPL204 | F5KQ5027F9VN | 100217197 |  | Sep 22 2015 6:24PM
San Jose | San Jose -> ATEDR -> ROW B -> B-4 -> PHCI-MAC-151 thru 156 | PHCI-MAC-151 thru 156 | InOutPlug#5 | PHCI-MAC-155 |  | Apple Computer | Mac | Mac Pro (Quad-Core) | APPL204 | F5KQ501XF9VN | 100217193 |  | Sep 22 2015 6:24PM
San Jose | San Jose -> ATEDR -> ROW B -> B-4 -> PHCI-MAC-151 thru 156 | PHCI-MAC-151 thru 156 | InOutPlug#4 | PHCI-MAC-154 |  | Apple Computer | Mac | Mac Pro (Quad-Core) | APPL204 | F5KQ5024F9VN | 100217194 |  | Sep 22 2015 6:24PM
San Jose | San Jose -> ATEDR -> ROW B -> B-4 -> PHCI-MAC-151 thru 156 | PHCI-MAC-151 thru 156 | InOutPlug#3 | PHCI-MAC-153 |  | Apple Computer | Mac | Mac Pro (Quad-Core) | APPL204 | F5KQ502AF9VN | 100217211 |  | Sep 22 2015 6:24PM
San Jose | San Jose -> ATEDR -> ROW B -> B-4 -> PHCI-MAC-151 thru 156 | PHCI-MAC-151 thru 156 | InOutPlug#2 | PHCI-MAC-152 |  | Apple Computer | Mac | Mac Pro (Quad-Core) | APPL204 | F5KQ5026F9VN | 100217205 |  | Sep 22 2015 6:24PM
San Jose | San Jose -> ATEDR -> ROW B -> B-4 -> PHCI-MAC-151 thru 156 | PHCI-MAC-151 thru 156 | InOutPlug#1 | PHCI-MAC-151 |  | Apple Computer | Mac | Mac Pro (Quad-Core) | APPL204 | F5KQ502AF9VN | 100217206No |  | Sep 22 2015 6:24PM
San Jose | San Jose -> ATEDR -> ROW B -> B-4 -> PHCI-MAC-157 thru 162 | PHCI-MAC-157 thru 162 | InOutPlug#6 | PHCI-MAC-162 |  | Apple Computer | Mac | Mac Pro (Quad-Core) | APPL204 | F5KQ5025F9VN | 100217209 |  | Sep 22 2015 6:24PM
San Jose | San Jose -> ATEDR -> ROW B -> B-4 -> PHCI-MAC-157 thru 162 | PHCI-MAC-157 thru 162 | InOutPlug#5 | PHCI-MAC-161 |  | Apple Computer | Mac | Mac Pro (Quad-Core) | APPL204 | F5KQ503QF9VN | 100217214 |  | Sep 22 2015 6:24PM
San Jose | San Jose -> ATEDR -> ROW B -> B-4 -> PHCI-MAC-157 thru 162 | PHCI-MAC-157 thru 162 | InOutPlug#4 | PHCI-MAC-160 |  | Apple Computer | Mac | Mac Pro (Quad-Core) | APPL204 | F5KQ502CF9VN | 100217196 |  | Sep 22 2015 6:24PM
San Jose | San Jose -> ATEDR -> ROW B -> B-4 -> PHCI-MAC-157 thru 162 | PHCI-MAC-157 thru 162 | InOutPlug#3 | PHCI-MAC-159 |  | Apple Computer | Mac | Mac Pro (Quad-Core) | APPL204 | F5KQ508TF9VN | 100217216 |  | Sep 22 2015 6:24PM
San Jose | San Jose -> ATEDR -> ROW B -> B-4 -> PHCI-MAC-157 thru 162 | PHCI-MAC-157 thru 162 | InOutPlug#2 | PHCI-MAC-158 |  | Apple Computer | Mac | Mac Pro (Quad-Core) | APPL204 | F5KQ501WF9VN | 100217199 |  | Sep 22 2015 6:24PM
San Jose | San Jose -> ATEDR -> ROW B -> B-4 -> PHCI-MAC-157 thru 162 | PHCI-MAC-157 thru 162 | InOutPlug#1 | PHCI-MAC-157 |  | Apple Computer | Mac | Mac Pro (Quad-Core) | APPL204 | F5KQ5028F9VN | 100217201 |  | Sep 22 2015 6:24PM
San Jose | San Jose -> ATEDR -> ROW B -> B-5 | B-5 | RU#01 | blanking panel |  | APC | NetShelter | AR8101BLK-8U | APC972 |  |  |  | Jul 23 2014 7:24PM
San Jose | San Jose -> ATEDR -> ROW B -> B-5 | B-5 | InOutPlug#2 | ATSRB5PDUB | DATA CENTER OPERATIONS | Raritan Computer | Dominion PX | PX-5522 | RCI293 | QB63850057 |  | 10.122.64.103 | Jul 23 2014 7:24PM
San Jose | San Jose -> ATEDR -> ROW B -> B-5 | B-5 | InOutPlug#1 | ATSRB5PDUA | DATA CENTER OPERATIONS | Raritan Computer | Dominion PX | PX-5522 | RCI293 | QB63850004 |  | 10.122.64.102 | Jul 23 2014 7:24PM
San Jose | San Jose -> ATEDR -> ROW B -> B-5 | B-5 | RU#53 | CONATEDR3 | DATA CENTER OPERATIONS | Raritan Computer | Dominion SX | DSX48 | RCI111 | WAI4300020 | 3133478 | 10.122.68.52 | Mar 4 2015 12:16PM
San Jose | San Jose -> ATEDR -> ROW B -> B-5 | B-5 | RU#51 | KVMATEDR3 |  | Raritan Computer | Dominion KX II | DKX2-464 | RCI170 |  |  |  | Mar 5 2015 1:16PM
San Jose | San Jose -> ATEDR -> ROW B -> B-5 | B-5 | RU#50 | SJA06EDRTOR-B-SB | NETWORK SERVICES | Cisco Systems | Catalyst 2960 | WS-C2960G-48TC-L | CICO640 | FOC1203X1Z9 |  | 10.122.64.35 | Jul 23 2014 7:24PM
San Jose | San Jose -> ATEDR -> ROW B -> B-5 | B-5 | RU#46 | blanking panel |  | APC | NetShelter | AR8101BLK-4U | APC971 |  |  |  | Apr 30 2015 5:50PM
San Jose | San Jose -> ATEDR -> ROW B -> B-5 | B-5 | RU#42 | blanking panel |  | APC | NetShelter | AR8101BLK-4U | APC971 |  |  |  | Apr 30 2015 5:50PM
San Jose | San Jose -> ATEDR -> ROW B -> B-5 | B-5 | RU#41 | blanking panel |  | APC | NetShelter | AR8101BLK-1U | APC969 |  |  |  | Mar 4 2015 12:16PM
San Jose | San Jose -> ATEDR -> ROW B -> B-5 | B-5 | RU#39 | PHCI-DELL-075 | Bare Metal | Dell Computer | PowerEdge R-Series | PowerEdge R730 - 2.5 Inch Drive Bays | DELM602 | GFQWP22 | 3138910 |  | Jan 16 2015 12:51PM
San Jose | San Jose -> ATEDR -> ROW B -> B-5 | B-5 | RU#37 | PHCI-DELL-076 | Bare Metal | Dell Computer | PowerEdge R-Series | PowerEdge R730 - 2.5 Inch Drive Bays | DELM602 | GFQXP22 | 3138906 |  | Jan 16 2015 12:51PM
San Jose | San Jose -> ATEDR -> ROW B -> B-5 | B-5 | RU#35 | PHCI-DELL-077 | Bare Metal | Dell Computer | PowerEdge R-Series | PowerEdge R730 - 2.5 Inch Drive Bays | DELM602 | GFQVP22 | 3138908 |  | Jan 16 2015 12:51PM
San Jose | San Jose -> ATEDR -> ROW B -> B-5 | B-5 | RU#33 | PHCI-DELL-078 | Bare Metal | Dell Computer | PowerEdge R-Series | PowerEdge R730 - 2.5 Inch Drive Bays | DELM602 | GFPYP22 | 31389078 |  | Jan 16 2015 12:51PM
San Jose | San Jose -> ATEDR -> ROW B -> B-5 | B-5 | RU#31 | PHCI-DELL-079 | Bare Metal | Dell Computer | PowerEdge R-Series | PowerEdge R730 - 2.5 Inch Drive Bays | DELM602 | GFPXP22 | 3138909 |  | Jan 16 2015 12:51PM
San Jose | San Jose -> ATEDR -> ROW B -> B-5 | B-5 | RU#30 | Blanking Panel |  | APC | NetShelter | AR8101BLK-1U | APC969 |  |  |  | Jan 16 2015 12:51PM
San Jose | San Jose -> ATEDR -> ROW B -> B-5 | B-5 | RU#29 | PHCI-DELL-080 | Bare Metal | Dell Computer | PowerEdge R-Series | PowerEdge R420 - 4 LFF with DVD | DELM329 | 6WKXP22 | 3138828 |  | Jan 19 2015 6:36PM
San Jose | San Jose -> ATEDR -> ROW B -> B-5 | B-5 | RU#28 | PHCI-DELL-081 | Bare Metal | Dell Computer | PowerEdge R-Series | PowerEdge R420 - 4 LFF with DVD | DELM329 | 6WKWP22 | 3138827 |  | Jan 19 2015 6:36PM
San Jose | San Jose -> ATEDR -> ROW B -> B-5 | B-5 | RU#27 | PHCI-DELL-082 | Bare Metal | Dell Computer | PowerEdge R-Series | PowerEdge R420 - 4 LFF with DVD | DELM329 | 6WHYP22 | 3138826 |  | Jan 19 2015 6:36PM
San Jose | San Jose -> ATEDR -> ROW B -> B-5 | B-5 | RU#26 | PHCI-DELL-083 | Bare Metal | Dell Computer | PowerEdge R-Series | PowerEdge R420 - 4 LFF with DVD | DELM329 | 6WJXP22 | 3138825 |  | Jan 19 2015 6:36PM
San Jose | San Jose -> ATEDR -> ROW B -> B-5 | B-5 | RU#25 | PHCI-DELL-084 | Bare Metal | Dell Computer | PowerEdge R-Series | PowerEdge R420 - 4 LFF with DVD | DELM329 | 6WJWP22 | 3138823 |  | Jan 19 2015 6:36PM
San Jose | San Jose -> ATEDR -> ROW B -> B-5 | B-5 | RU#24 | PHCI-DELL-085 |  | Dell Computer | PowerEdge R-Series | R220 | DELM552 | HFVWP22 | 3138941 |  | Mar 13 2015 4:23PM
San Jose | San Jose -> ATEDR -> ROW B -> B-5 | B-5 | RU#23 | PHCI-DELL-086 |  | Dell Computer | PowerEdge R-Series | R220 | DELM552 | HFWVP22 | 3138941 |  | Mar 13 2015 4:23PM
San Jose | San Jose -> ATEDR -> ROW B -> B-5 | B-5 | RU#22 | PHCI-DELL-087 |  | Dell Computer | PowerEdge R-Series | R220 | DELM552 | HFVVP22 | 3138941 |  | Mar 13 2015 4:23PM
San Jose | San Jose -> ATEDR -> ROW B -> B-5 | B-5 | RU#21 | PHCI-DELL-088 |  | Dell Computer | PowerEdge R-Series | R220 | DELM552 | HFVXP22 | 3138941 |  | Mar 13 2015 4:23PM
San Jose | San Jose -> ATEDR -> ROW B -> B-5 | B-5 | RU#20 | PHCI-DELL-089 |  | Dell Computer | PowerEdge R-Series | R220 | DELM552 | HFVYP22 | 3138941 |  | Mar 13 2015 4:23PM
San Jose | San Jose -> ATEDR -> ROW B -> B-5 | B-5 | RU#19 | Blanking Panel |  | APC | NetShelter | AR8101BLK-1U | APC969 |  |  |  | Jan 19 2015 6:36PM
San Jose | San Jose -> ATEDR -> ROW B -> B-5 | B-5 | RU#17 | Blanking Panel |  | APC | NetShelter | AR8101BLK-2U | APC970 |  |  |  | Jan 19 2015 6:36PM
San Jose | San Jose -> ATEDR -> ROW B -> B-5 | B-5 | RU#09 | blanking panel |  | APC | NetShelter | AR8101BLK-8U | APC972 |  |  |  | Jul 23 2014 7:24PM
San Jose | San Jose -> ATEDR -> ROW B -> B-6 | B-6 | RU#01 | blanking panel |  | APC | NetShelter | AR8101BLK-8U | APC972 |  |  |  | Jul 23 2014 7:24PM
San Jose | San Jose -> ATEDR -> ROW B -> B-6 | B-6 | InOutPlug#2 | ATSRB6PDUB | DATA CENTER OPERATIONS | Raritan Computer | Dominion PX | PX-5522 | RCI293 | QB63850009 |  | 10.122.64.105 | Jul 23 2014 7:24PM
San Jose | San Jose -> ATEDR -> ROW B -> B-6 | B-6 | InOutPlug#1 | ATSRB6PDUA | DATA CENTER OPERATIONS | Raritan Computer | Dominion PX | PX-5522 | RCI293 | QB63850035 |  | 10.122.64.104 | Jul 23 2014 7:24PM
San Jose | San Jose -> ATEDR -> ROW B -> B-6 | B-6 | RU#53 | SJA06EDRTOR-B-SE | NETWORK SERVICES | Cisco Systems | Catalyst 4900 | WS-C4948E-F | CSCY593 | CAT1839S285 | 6002725 | 10.122.64.45 | Mar 4 2015 4:06PM
San Jose | San Jose -> ATEDR -> ROW B -> B-6 | B-6 | RU#52 | SJA06EDR-ADMSB-3 | NETWORK SERVICES | Cisco Systems | Catalyst 2960 | WS-C2960G-48TC-L | CICO640 | FOC1839S2QH |  | 10.122.64.27 | Mar 2 2015 4:21PM
San Jose | San Jose -> ATEDR -> ROW B -> B-6 | B-6 | RU#50 | blanking panel |  | APC | NetShelter | AR8101BLK-2U | APC970 |  |  |  | Apr 30 2015 5:50PM
San Jose | San Jose -> ATEDR -> ROW B -> B-6 | B-6 | RU#46 | blanking panel |  | APC | NetShelter | AR8101BLK-4U | APC971 |  |  |  | Apr 30 2015 5:50PM
San Jose | San Jose -> ATEDR -> ROW B -> B-6 | B-6 | RU#44 | blanking panel |  | APC | NetShelter | AR8101BLK-2U | APC970 |  |  |  | Apr 30 2015 5:50PM
San Jose | San Jose -> ATEDR -> ROW B -> B-6 | B-6 | RU#43 | blanking panel |  | APC | NetShelter | AR8101BLK-1U | APC969 |  |  |  | Mar 2 2015 4:21PM
San Jose | San Jose -> ATEDR -> ROW B -> B-6 | B-6 | RU#42 | PHCI-DELL-061 | Bare Metal | Dell Computer | PowerEdge R-Series | PowerEdge R420 | DELM067 | 7QJYK02 | 3133951 |  | Jul 28 2014 12:18PM
San Jose | San Jose -> ATEDR -> ROW B -> B-6 | B-6 | RU#41 | PHCI-DELL-062 | Bare Metal | Dell Computer | PowerEdge R-Series | PowerEdge R420 | DELM067 | 7QKYK02 | 3133946 |  | Jul 28 2014 12:18PM
San Jose | San Jose -> ATEDR -> ROW B -> B-6 | B-6 | RU#40 | PHCI-DELL-063 | Bare Metal | Dell Computer | PowerEdge R-Series | PowerEdge R420 | DELM067 | 7QKZK02 | 3133950 |  | Jul 28 2014 12:18PM
San Jose | San Jose -> ATEDR -> ROW B -> B-6 | B-6 | RU#39 | PHCI-DELL-064 | Bare Metal | Dell Computer | PowerEdge R-Series | PowerEdge R420 | DELM067 | 7QLVK02 | 3133945 |  | Jul 28 2014 12:18PM
San Jose | San Jose -> ATEDR -> ROW B -> B-6 | B-6 | RU#38 | PHCI-DELL-065 | Bare Metal | Dell Computer | PowerEdge R-Series | PowerEdge R420 | DELM067 | 7QJWK02 | 3133949 |  | Jul 28 2014 12:18PM
San Jose | San Jose -> ATEDR -> ROW B -> B-6 | B-6 | RU#37 | PHCI-DELL-066 | Bare Metal | Dell Computer | PowerEdge R-Series | PowerEdge R420 | DELM067 | 7QKTK02 | 3133948 |  | Jul 28 2014 12:18PM
San Jose | San Jose -> ATEDR -> ROW B -> B-6 | B-6 | RU#36 | PHCI-DELL-067 | Bare Metal | Dell Computer | PowerEdge R-Series | PowerEdge R420 | DELM067 | 7QLXK02 | 3133947 |  | Jul 28 2014 12:18PM
San Jose | San Jose -> ATEDR -> ROW B -> B-6 | B-6 | RU#35 | PHCI-DELL-068 | Bare Metal | Dell Computer | PowerEdge R-Series | PowerEdge R420 | DELM067 | 7QJZK02 | 3133944 |  | Jul 28 2014 12:19PM
San Jose | San Jose -> ATEDR -> ROW B -> B-6 | B-6 | RU#34 | PHCI-DELL-069 | Bare Metal | Dell Computer | PowerEdge R-Series | PowerEdge R420 | DELM067 | 7QHYK02 | 3133943 |  | Jul 28 2014 12:19PM
San Jose | San Jose -> ATEDR -> ROW B -> B-6 | B-6 | RU#33 | PHCI-DELL-070 | Bare Metal | Dell Computer | PowerEdge R-Series | PowerEdge R420 | DELM067 | 7QJTK02 | 3133942 |  | Jul 28 2014 12:19PM
San Jose | San Jose -> ATEDR -> ROW B -> B-6 | B-6 | RU#25 | blanking panel |  | APC | NetShelter | AR8101BLK-8U | APC972 |  |  |  | Jul 28 2014 12:33PM
San Jose | San Jose -> ATEDR -> ROW B -> B-6 | B-6 | RU#17 | blanking panel |  | APC | NetShelter | AR8101BLK-8U | APC972 |  |  |  | Jul 23 2014 7:24PM
San Jose | San Jose -> ATEDR -> ROW B -> B-6 | B-6 | RU#09 | blanking panel |  | APC | NetShelter | AR8101BLK-8U | APC972 |  |  |  | Jul 23 2014 7:24PM
San Jose | San Jose -> ATEDR -> ROW B -> B-7 | B-7 | RU#01 | blanking panel |  | APC | NetShelter | AR8101BLK-8U | APC972 |  |  |  | Nov 21 2014 6:50PM
San Jose | San Jose -> ATEDR -> ROW B -> B-7 | B-7 | InOutPlug#2 | ATSRB7PDUB | DATA CENTER OPERATIONS | Raritan Computer | Dominion PX | PX-5522 | RCI293 | QB63850018 |  | 10.122.64.107 | Jul 23 2014 7:25PM
San Jose | San Jose -> ATEDR -> ROW B -> B-7 | B-7 | InOutPlug#1 | ATSRB7PDUA | DATA CENTER OPERATIONS | Raritan Computer | Dominion PX | PX-5522 | RCI293 | QB63850003 |  | 10.122.64.106 | Jul 23 2014 7:25PM
San Jose | San Jose -> ATEDR -> ROW B -> B-7 | B-7 | RU#53 | SJA06EDR-ADMSB-1 | NETWORK SERVICES | Cisco Systems | Catalyst 2960 | WS-C2960-48TT-L | CICO363 | F0C1427W4T8 |  |  | Jul 23 2014 7:28PM
San Jose | San Jose -> ATEDR -> ROW B -> B-7 | B-7 | RU#50 | blanking panel |  | APC | NetShelter | AR8101BLK-3U | APCC280 |  |  |  | Apr 30 2015 5:50PM
San Jose | San Jose -> ATEDR -> ROW B -> B-7 | B-7 | RU#46 | blanking panel |  | APC | NetShelter | AR8101BLK-4U | APC971 |  |  |  | Apr 30 2015 5:50PM
San Jose | San Jose -> ATEDR -> ROW B -> B-7 | B-7 | RU#45 | blanking panel |  | APC | NetShelter | AR8101BLK-1U | APC969 |  |  |  | Apr 30 2015 5:50PM
San Jose | San Jose -> ATEDR -> ROW B -> B-7 | B-7 | RU#44 | blanking panel |  | APC | NetShelter | AR8101BLK-1U | APC969 |  |  |  | Nov 21 2014 6:50PM
San Jose | San Jose -> ATEDR -> ROW B -> B-7 | B-7 | RU#43 | PHCI-DELL-041 | Bare Metal | Dell Computer | PowerEdge R-Series | PowerEdge R420 | DELM067 | 7qfzk02 |  | NIC1 10.122.72. ,Drac - 10.122.64.186 | Jul 23 2014 7:27PM
San Jose | San Jose -> ATEDR -> ROW B -> B-7 | B-7 | RU#42 | PHCI-DELL-042 | Bare Metal | Dell Computer | PowerEdge R-Series | PowerEdge R420 | DELM067 | 7qhtk02 |  | NI1 10.122.72.,DRAC 10.122.64.187 | Jul 23 2014 7:27PM
San Jose | San Jose -> ATEDR -> ROW B -> B-7 | B-7 | RU#41 | PHCI-DELL-043 | Bare Metal | Dell Computer | PowerEdge R-Series | PowerEdge R420 | DELM067 | 7qgsk02 |  | 10.1NIC1 22.72.,DRAC 10.122.64.188 | Jul 23 2014 7:27PM
San Jose | San Jose -> ATEDR -> ROW B -> B-7 | B-7 | RU#40 | PHCI-DELL-044 | Bare Metal | Dell Computer | PowerEdge R-Series | PowerEdge R420 | DELM067 | 7qftk02 |  | NIC1 10.122.72., 10.122.64.189 | Jul 23 2014 7:27PM
San Jose | San Jose -> ATEDR -> ROW B -> B-7 | B-7 | RU#39 | PHCI-DELL-045 | Bare Metal | Dell Computer | PowerEdge R-Series | PowerEdge R420 | DELM067 | 7qgxk02 |  | NIC1 10.122.72., DRAC 10.122.64.190 | Jul 23 2014 7:27PM
San Jose | San Jose -> ATEDR -> ROW B -> B-7 | B-7 | RU#38 | PHCI-DELL-046 | Bare Metal | Dell Computer | PowerEdge R-Series | PowerEdge R420 | DELM067 | 7qfyk02 |  | NIC1 10.122.72.,DRAC 10.122.64.191 | Jul 23 2014 7:27PM
San Jose | San Jose -> ATEDR -> ROW B -> B-7 | B-7 | RU#37 | PHCI-DELL-047 | Bare Metal | Dell Computer | PowerEdge R-Series | PowerEdge R420 | DELM067 | 7qgtk02 |  | NIC1 10.122.72.,DRAC 10.122.64.192 | Jul 23 2014 7:27PM
San Jose | San Jose -> ATEDR -> ROW B -> B-7 | B-7 | RU#36 | PHCI-DELL-048 | Bare Metal | Dell Computer | PowerEdge R-Series | PowerEdge R420 | DELM067 | 7qgwk02 |  | NIC1 10.122.72.,DRAC 10.122.64.193 | Jul 23 2014 7:26PM
San Jose | San Jose -> ATEDR -> ROW B -> B-7 | B-7 | RU#35 | PHCI-DELL-049 | Bare Metal | Dell Computer | PowerEdge R-Series | PowerEdge R420 | DELM067 | 7qgyk02 |  | NIC1 10.122.72.,DRAC 10.122.64.194 | Jul 23 2014 7:26PM
San Jose | San Jose -> ATEDR -> ROW B -> B-7 | B-7 | RU#34 | PHCI-DELL-050 | Bare Metal | Dell Computer | PowerEdge R-Series | PowerEdge R420 | DELM067 | 7qhwk02 |  | NIC1 10.122.72.,DRAC 10.122.64.195 | Jul 23 2014 7:26PM
San Jose | San Jose -> ATEDR -> ROW B -> B-7 | B-7 | RU#33 | PHCI-DELL-051 | Bare Metal | Dell Computer | PowerEdge R-Series | PowerEdge R420 | DELM067 | 7qqtk02 |  | NIC1 10.122.72.0,DRAC 10.122.64.196 | Jul 23 2014 7:26PM
San Jose | San Jose -> ATEDR -> ROW B -> B-7 | B-7 | RU#32 | PHCI-DELL-052 | Bare Metal | Dell Computer | PowerEdge R-Series | PowerEdge R420 | DELM067 | 7qrsk02 |  | NIC1 10.122.72.0,DRAC 10.122.64.197 | Jul 23 2014 7:26PM
San Jose | San Jose -> ATEDR -> ROW B -> B-7 | B-7 | RU#31 | PHCI-DELL-053 | Bare Metal | Dell Computer | PowerEdge R-Series | PowerEdge R420 | DELM067 | 7qssk02 |  | NIC1 10.122.72.0,10.122.64.198 | Jul 23 2014 7:26PM
San Jose | San Jose -> ATEDR -> ROW B -> B-7 | B-7 | RU#30 | PHCI-DELL-054 | Bare Metal | Dell Computer | PowerEdge R-Series | PowerEdge R420 | DELM067 | 7qqyk02 |  | NIC1 10.122.72.0,DRAC 10.122.64.199 | Jul 23 2014 7:26PM
San Jose | San Jose -> ATEDR -> ROW B -> B-7 | B-7 | RU#29 | PHCI-DELL-055 | Bare Metal | Dell Computer | PowerEdge R-Series | PowerEdge R420 | DELM067 | 7qqvk02 |  | NIC1 10.122.72.0,DRAC 10.122.64.200 | Jul 23 2014 7:25PM
San Jose | San Jose -> ATEDR -> ROW B -> B-7 | B-7 | RU#28 | PHCI-DELL-056 | Bare Metal | Dell Computer | PowerEdge R-Series | PowerEdge R420 | DELM067 | 7qryk02 |  | NIC1 10.122.72.0,DRAC - 10.122.64.201 | Jul 23 2014 7:25PM
San Jose | San Jose -> ATEDR -> ROW B -> B-7 | B-7 | RU#27 | PHCI-DELL-057 | Bare Metal | Dell Computer | PowerEdge R-Series | PowerEdge R420 | DELM067 | 7qrwk02 |  | NIC1 10.122.72.0,DRAC 10.122.64.202 | Jul 23 2014 7:25PM
San Jose | San Jose -> ATEDR -> ROW B -> B-7 | B-7 | RU#26 | PHCI-DELL-058 | Bare Metal | Dell Computer | PowerEdge R-Series | PowerEdge R420 | DELM067 | 7qrvk02 |  | NIC1 10.122.72.0,DRAC 10.122.64.203 | Jul 23 2014 7:25PM
San Jose | San Jose -> ATEDR -> ROW B -> B-7 | B-7 | RU#25 | PHCI-DELL-059 | Bare Metal | Dell Computer | PowerEdge R-Series | PowerEdge R420 | DELM067 | 7qrtk02 |  | NIC1 10.122.72.0,DRAC 10.122.64.204 | Jul 23 2014 7:25PM
San Jose | San Jose -> ATEDR -> ROW B -> B-7 | B-7 | RU#24 | PHCI-DELL-060 | Bare Metal | Dell Computer | PowerEdge R-Series | PowerEdge R420 | DELM067 | 7qrxk02 |  | NIC1 10.122.72.0,DRAC 10.122.64.205 | Jul 23 2014 7:25PM
San Jose | San Jose -> ATEDR -> ROW B -> B-7 | B-7 | RU#23 | blanking panel |  | APC | NetShelter | AR8101BLK-1U | APC969 |  |  |  | Jul 23 2014 7:25PM
San Jose | San Jose -> ATEDR -> ROW B -> B-7 | B-7 | RU#21 | blanking panel |  | APC | NetShelter | AR8101BLK-2U | APC970 |  |  |  | Nov 21 2014 6:50PM
San Jose | San Jose -> ATEDR -> ROW B -> B-7 | B-7 | RU#17 | blanking panel |  | APC | NetShelter | AR8101BLK-4U | APC971 |  |  |  | Nov 21 2014 6:50PM
San Jose | San Jose -> ATEDR -> ROW B -> B-7 | B-7 | RU#09 | blanking panel |  | APC | NetShelter | AR8101BLK-8U | APC972 |  |  |  | Nov 21 2014 6:50PM
San Jose | San Jose -> ATEDR -> ROW B -> B-8 | B-8 | RU#01 | blanking panel |  | APC | NetShelter | AR8101BLK-8U | APC972 |  |  |  | Jul 23 2014 7:28PM
San Jose | San Jose -> ATEDR -> ROW B -> B-8 | B-8 | InOutPlug#2 | ATSRB8PDUB | DATA CENTER OPERATIONS | Raritan Computer | Dominion PX | PX-5522 | RCI293 | QB63850011 |  | 10.122.64.109 | Jul 23 2014 7:28PM
San Jose | San Jose -> ATEDR -> ROW B -> B-8 | B-8 | InOutPlug#1 | ATSRB8PDUA | DATA CENTER OPERATIONS | Raritan Computer | Dominion PX | PX-5522 | RCI293 | QB63850025 |  | 10.122.64.108 | Jul 23 2014 7:28PM
San Jose | San Jose -> ATEDR -> ROW B -> B-8 | B-8 | RU#53 | SJA06EDRTOR-B-SC | NETWORK SERVICES | Cisco Systems | Catalyst 2960 | WS-C2960G-48TC-L | CICO640 | FOC1219V4GQ |  | 10.122.64.36 | Jul 23 2014 7:31PM
San Jose | San Jose -> ATEDR -> ROW B -> B-8 | B-8 | RU#50 | blanking panel |  | APC | NetShelter | AR8101BLK-3U | APCC280 |  |  |  | Apr 30 2015 5:50PM
San Jose | San Jose -> ATEDR -> ROW B -> B-8 | B-8 | RU#46 | blanking panel |  | APC | NetShelter | AR8101BLK-4U | APC971 |  |  |  | Apr 30 2015 5:50PM
San Jose | San Jose -> ATEDR -> ROW B -> B-8 | B-8 | RU#45 | phci-dell-021 | Bare Metal | Dell Computer | PowerEdge R-Series | PowerEdge R420 | DELM067 | 7QVYK02 |  | NIC1 10.122.72. ,Drac - 10.122.64.166 | Jul 23 2014 7:31PM
San Jose | San Jose -> ATEDR -> ROW B -> B-8 | B-8 | RU#44 | phci-dell-022 | Bare Metal | Dell Computer | PowerEdge R-Series | PowerEdge R420 | DELM067 | 7QXVK02 |  | NI1 10.122.72.,DRAC 10.122.64.167 | Jul 23 2014 7:30PM
San Jose | San Jose -> ATEDR -> ROW B -> B-8 | B-8 | RU#43 | phci-dell-023 | Bare Metal | Dell Computer | PowerEdge R-Series | PowerEdge R420 | DELM067 | 7QWTK02 |  | 10.1NIC1 22.72.,DRAC 10.122.64.168 | Jul 23 2014 7:30PM
San Jose | San Jose -> ATEDR -> ROW B -> B-8 | B-8 | RU#42 | phci-dell-024 | Bare Metal | Dell Computer | PowerEdge R-Series | PowerEdge R420 | DELM067 | 7QWXK02 |  | NIC1 10.122.72., 10.122.64.169 | Jul 23 2014 7:30PM
San Jose | San Jose -> ATEDR -> ROW B -> B-8 | B-8 | RU#41 | phci-dell-025 | Bare Metal | Dell Computer | PowerEdge R-Series | PowerEdge R420 | DELM067 | 7QWVK02 |  | NIC1 10.122.72., DRAC 10.122.64.170 | Jul 23 2014 7:30PM
San Jose | San Jose -> ATEDR -> ROW B -> B-8 | B-8 | RU#40 | phci-dell-026 | Bare Metal | Dell Computer | PowerEdge R-Series | PowerEdge R420 | DELM067 | 7QWYK02 |  | NIC1 10.122.72.,DRAC 10.122.64.171 | Jul 23 2014 7:30PM
San Jose | San Jose -> ATEDR -> ROW B -> B-8 | B-8 | RU#39 | phci-dell-027 | Bare Metal | Dell Computer | PowerEdge R-Series | PowerEdge R420 | DELM067 | 7QXXK02 |  | NIC1 10.122.72.,DRAC 10.122.64.172 | Jul 23 2014 7:30PM
San Jose | San Jose -> ATEDR -> ROW B -> B-8 | B-8 | RU#38 | phci-dell-028 | Bare Metal | Dell Computer | PowerEdge R-Series | PowerEdge R420 | DELM067 | 7QXYK02 |  | NIC1 10.122.72.,DRAC 10.122.64.173 | Jul 23 2014 7:30PM
San Jose | San Jose -> ATEDR -> ROW B -> B-8 | B-8 | RU#37 | phci-dell-029 | Bare Metal | Dell Computer | PowerEdge R-Series | PowerEdge R420 | DELM067 | 7QXWK02 |  | NIC1 10.122.72.,DRAC 10.122.64.174 | Jul 23 2014 7:29PM
San Jose | San Jose -> ATEDR -> ROW B -> B-8 | B-8 | RU#36 | phci-dell-030 | Bare Metal | Dell Computer | PowerEdge R-Series | PowerEdge R420 | DELM067 | 7QWWK02 |  | NIC1 10.122.72.,DRAC 10.122.64.175 | Jul 23 2014 7:29PM
San Jose | San Jose -> ATEDR -> ROW B -> B-8 | B-8 | RU#35 | phci-dell-031 | Bare Metal | Dell Computer | PowerEdge R-Series | PowerEdge R420 | DELM067 | 7QPTK02 |  | NIC1 10.122.72.0,DRAC 10.122.64.176 | Jul 23 2014 7:29PM
San Jose | San Jose -> ATEDR -> ROW B -> B-8 | B-8 | RU#34 | phci-dell-032 | Bare Metal | Dell Computer | PowerEdge R-Series | PowerEdge R420 | DELM067 | 7QMZK02 |  | NIC1 10.122.72.0,DRAC 10.122.64.177 | Jul 23 2014 7:29PM
San Jose | San Jose -> ATEDR -> ROW B -> B-8 | B-8 | RU#33 | phci-dell-033 | Bare Metal | Dell Computer | PowerEdge R-Series | PowerEdge R420 | DELM067 | 7QQSK02 |  | NIC1 10.122.72.0,10.122.64.178 | Jul 23 2014 7:29PM
San Jose | San Jose -> ATEDR -> ROW B -> B-8 | B-8 | RU#32 | phci-dell-034 | Bare Metal | Dell Computer | PowerEdge R-Series | PowerEdge R420 | DELM067 | 7QMSK02 |  | NIC1 10.122.72.0,DRAC 10.122.64.179 | Jul 23 2014 7:29PM
San Jose | San Jose -> ATEDR -> ROW B -> B-8 | B-8 | RU#31 | phci-dell-035 | Bare Metal | Dell Computer | PowerEdge R-Series | PowerEdge R420 | DELM067 | 7QPZK02 |  | NIC1 10.122.72.0,DRAC 10.122.64.180 | Jul 23 2014 7:29PM
San Jose | San Jose -> ATEDR -> ROW B -> B-8 | B-8 | RU#30 | phci-dell-036 | Bare Metal | Dell Computer | PowerEdge R-Series | PowerEdge R420 | DELM067 | 7QNVK02 |  | NIC1 10.122.72.0,DRAC - 10.122.64.180 | Jul 23 2014 7:29PM
San Jose | San Jose -> ATEDR -> ROW B -> B-8 | B-8 | RU#29 | phci-dell-037 | Bare Metal | Dell Computer | PowerEdge R-Series | PowerEdge R420 | DELM067 | 7QMWK02 |  | NIC1 10.122.72.0,DRAC 10.122.64.181 | Jul 23 2014 7:28PM
San Jose | San Jose -> ATEDR -> ROW B -> B-8 | B-8 | RU#28 | phci-dell-038 | Bare Metal | Dell Computer | PowerEdge R-Series | PowerEdge R420 | DELM067 | 7QPSK02 |  | NIC1 10.122.72.0,DRAC 10.122.64.183 | Jul 23 2014 7:28PM
San Jose | San Jose -> ATEDR -> ROW B -> B-8 | B-8 | RU#27 | phci-dell-039 | Bare Metal | Dell Computer | PowerEdge R-Series | PowerEdge R420 | DELM067 | 7QPVK02 |  | NIC1 10.122.72.0,DRAC 10.122.64.184 | Jul 23 2014 7:28PM
San Jose | San Jose -> ATEDR -> ROW B -> B-8 | B-8 | RU#26 | phci-dell-040 | Bare Metal | Dell Computer | PowerEdge R-Series | PowerEdge R420 | DELM067 | 7QNSK02 |  | NIC1 10.122.72.0,DRAC 10.122.64.185 | Jul 23 2014 7:28PM
San Jose | San Jose -> ATEDR -> ROW B -> B-8 | B-8 | RU#25 | blanking panel |  | APC | NetShelter | AR8101BLK-1U | APC969 |  |  |  | Jul 23 2014 7:28PM
San Jose | San Jose -> ATEDR -> ROW B -> B-8 | B-8 | RU#17 | blanking panel |  | APC | NetShelter | AR8101BLK-8U | APC972 |  |  |  | Apr 30 2015 5:50PM
San Jose | San Jose -> ATEDR -> ROW B -> B-8 | B-8 | RU#09 | blanking panel |  | APC | NetShelter | AR8101BLK-8U | APC972 |  |  |  | Apr 30 2015 5:50PM
San Jose | San Jose -> ATEDR -> ROW B -> B-9 | B-9 | RU#01 | blanking panel |  | APC | NetShelter | AR8101BLK-8U | APC972 |  |  |  | Nov 21 2014 7:03PM
San Jose | San Jose -> ATEDR -> ROW B -> B-9 | B-9 | InOutPlug#2 | ATSRB9PDUB | DATA CENTER OPERATIONS | Raritan Computer | Dominion PX | PX-5522 | RCI293 | QB63850013 |  | 10.122.64.111 | Jul 23 2014 7:31PM
San Jose | San Jose -> ATEDR -> ROW B -> B-9 | B-9 | InOutPlug#1 | ATSRB9PDUA | DATA CENTER OPERATIONS | Raritan Computer | Dominion PX | PX-5522 | RCI293 | QB63850054 |  | 10.122.64.110 | Jul 23 2014 7:31PM
San Jose | San Jose -> ATEDR -> ROW B -> B-9 | B-9 | RU#46 | blanking panel |  | APC | NetShelter | AR8101BLK-8U | APC972 |  |  |  | Apr 30 2015 5:50PM
San Jose | San Jose -> ATEDR -> ROW B -> B-9 | B-9 | RU#45 | phci-dell-001 | Bare Metal | Dell Computer | PowerEdge R-Series | PowerEdge R420 | DELM067 | 7QD2K02 |  | NIC1 10.122.72. ,Drac - 10.122.64.146 | Jul 23 2014 7:34PM
San Jose | San Jose -> ATEDR -> ROW B -> B-9 | B-9 | RU#44 | phci-dell-002 | Bare Metal | Dell Computer | PowerEdge R-Series | PowerEdge R420 | DELM067 |  |  | 10.122.72. | Jul 23 2014 7:34PM
San Jose | San Jose -> ATEDR -> ROW B -> B-9 | B-9 | RU#43 | phci-dell-003 | Bare Metal | Dell Computer | PowerEdge R-Series | PowerEdge R420 | DELM067 |  |  | 10.122.72. | Jul 23 2014 7:34PM
San Jose | San Jose -> ATEDR -> ROW B -> B-9 | B-9 | RU#42 | phci-dell-004 | Bare Metal | Dell Computer | PowerEdge R-Series | PowerEdge R420 | DELM067 |  |  | 10.122.72. | Jul 23 2014 7:33PM
San Jose | San Jose -> ATEDR -> ROW B -> B-9 | B-9 | RU#41 | phci-dell-005 | Bare Metal | Dell Computer | PowerEdge R-Series | PowerEdge R420 | DELM067 |  |  | 10.122.72. | Jul 23 2014 7:33PM
San Jose | San Jose -> ATEDR -> ROW B -> B-9 | B-9 | RU#40 | phci-dell-006 | Bare Metal | Dell Computer | PowerEdge R-Series | PowerEdge R420 | DELM067 |  |  | 10.122.72. | Jul 23 2014 7:33PM
San Jose | San Jose -> ATEDR -> ROW B -> B-9 | B-9 | RU#39 | phci-dell-007 | Bare Metal | Dell Computer | PowerEdge R-Series | PowerEdge R420 | DELM067 |  |  | 10.122.72. | Jul 23 2014 7:33PM
San Jose | San Jose -> ATEDR -> ROW B -> B-9 | B-9 | RU#38 | phci-dell-008 | Bare Metal | Dell Computer | PowerEdge R-Series | PowerEdge R420 | DELM067 |  |  | 10.122.72. | Jul 23 2014 7:33PM
San Jose | San Jose -> ATEDR -> ROW B -> B-9 | B-9 | RU#37 | phci-dell-009 | Bare Metal | Dell Computer | PowerEdge R-Series | PowerEdge R420 | DELM067 |  |  | 10.122.72. | Jul 23 2014 7:33PM
San Jose | San Jose -> ATEDR -> ROW B -> B-9 | B-9 | RU#36 | phci-dell-010 | Bare Metal | Dell Computer | PowerEdge R-Series | PowerEdge R420 | DELM067 |  |  | 10.122.72. | Jul 23 2014 7:33PM
San Jose | San Jose -> ATEDR -> ROW B -> B-9 | B-9 | RU#35 | phci-dell-011 | Bare Metal | Dell Computer | PowerEdge R-Series | PowerEdge R420 | DELM067 |  |  | 10.122.72. | Jul 23 2014 7:32PM
San Jose | San Jose -> ATEDR -> ROW B -> B-9 | B-9 | RU#34 | phci-dell-012 | Bare Metal | Dell Computer | PowerEdge R-Series | PowerEdge R420 | DELM067 |  |  | 10.122.72. | Jul 23 2014 7:32PM
San Jose | San Jose -> ATEDR -> ROW B -> B-9 | B-9 | RU#33 | phci-dell-013 | Bare Metal | Dell Computer | PowerEdge R-Series | PowerEdge R420 | DELM067 |  |  | 10.122.72. | Jul 23 2014 7:32PM
San Jose | San Jose -> ATEDR -> ROW B -> B-9 | B-9 | RU#32 | phci-dell-014 | Bare Metal | Dell Computer | PowerEdge R-Series | PowerEdge R420 | DELM067 |  |  | 10.122.72. | Jul 23 2014 7:32PM
San Jose | San Jose -> ATEDR -> ROW B -> B-9 | B-9 | RU#31 | phci-dell-015 | Bare Metal | Dell Computer | PowerEdge R-Series | PowerEdge R420 | DELM067 |  |  | 10.122.72. | Jul 23 2014 7:32PM
San Jose | San Jose -> ATEDR -> ROW B -> B-9 | B-9 | RU#30 | phci-dell-016 | Bare Metal | Dell Computer | PowerEdge R-Series | PowerEdge R420 | DELM067 |  |  | 10.122.72. | Jul 23 2014 7:32PM
San Jose | San Jose -> ATEDR -> ROW B -> B-9 | B-9 | RU#29 | phci-dell-017 | Bare Metal | Dell Computer | PowerEdge R-Series | PowerEdge R420 | DELM067 |  |  | 10.122.72. | Jul 23 2014 7:32PM
San Jose | San Jose -> ATEDR -> ROW B -> B-9 | B-9 | RU#28 | phci-dell-018 | Bare Metal | Dell Computer | PowerEdge R-Series | PowerEdge R420 | DELM067 |  |  | 10.122.72. | Jul 23 2014 7:31PM
San Jose | San Jose -> ATEDR -> ROW B -> B-9 | B-9 | RU#27 | phci-dell-019 | Bare Metal | Dell Computer | PowerEdge R-Series | PowerEdge R420 | DELM067 |  |  | 10.122.72. | Jul 23 2014 7:31PM
San Jose | San Jose -> ATEDR -> ROW B -> B-9 | B-9 | RU#26 | phci-dell-020 | Bare Metal | Dell Computer | PowerEdge R-Series | PowerEdge R420 | DELM067 |  |  | 10.122.72. | Jul 23 2014 7:31PM
San Jose | San Jose -> ATEDR -> ROW B -> B-9 | B-9 | RU#25 | blanking panel |  | APC | NetShelter | AR8101BLK-1U | APC969 |  |  |  | Jul 23 2014 7:31PM
San Jose | San Jose -> ATEDR -> ROW B -> B-9 | B-9 | RU#17 | blanking panel |  | APC | NetShelter | AR8101BLK-8U | APC972 |  |  |  | Jul 23 2014 7:31PM
San Jose | San Jose -> ATEDR -> ROW B -> B-9 | B-9 | RU#09 | blanking panel |  | APC | NetShelter | AR8101BLK-8U | APC972 |  |  |  | Nov 21 2014 7:03PM
San Jose | San Jose -> ATEDR -> ROW C -> C-0 | C-0 | RU#01 | blanking panel |  | APC | NetShelter | AR8101BLK-8U | APC972 |  |  |  | Jul 23 2014 7:34PM
San Jose | San Jose -> ATEDR -> ROW C -> C-0 | C-0 | InOutPlug#2 | ATSRC0PDUB | DATA CENTER OPERATIONS | Raritan Computer | Dominion PX | PX-5522 | RCI293 | QB63850052 |  | 10.122.64.113 | Jul 23 2014 7:34PM
San Jose | San Jose -> ATEDR -> ROW C -> C-0 | C-0 | InOutPlug#1 | ATSRC0PDUA | DATA CENTER OPERATIONS | Raritan Computer | Dominion PX | PX-5522 | RCI293 | QB63850056 |  | 10.122.64.112 | Jul 23 2014 7:34PM
San Jose | San Jose -> ATEDR -> ROW C -> C-0 | C-0 | RU#46 | blanking panel |  | APC | NetShelter | AR8101BLK-8U | APC972 |  |  |  | Apr 30 2015 5:51PM
San Jose | San Jose -> ATEDR -> ROW C -> C-0 | C-0 | RU#45 | blanking panel |  | APC | NetShelter | AR8101BLK-1U | APC969 |  |  |  | Jul 23 2014 7:34PM
San Jose | San Jose -> ATEDR -> ROW C -> C-0 | C-0 | RU#44 | SJ2-TCS-1 | LAB SERVICES | Dell Computer | PowerEdge R-Series | R220 | DELM552 | HFXVP22 | 3138941 | 10.122.68.71, drac=10.122.64.240 | Feb 5 2015 10:45AM
San Jose | San Jose -> ATEDR -> ROW C -> C-0 | C-0 | RU#43 | SJ2-TCS-2 | LAB SERVICES | Dell Computer | PowerEdge R-Series | R220 | DELM552 | HFXWP22 | 3138941 | 10.122.68.72, drac=10.122.64.241 | Feb 5 2015 10:45AM
San Jose | San Jose -> ATEDR -> ROW C -> C-0 | C-0 | RU#42 | SJ2-TCS-3 | LAB SERVICES | Dell Computer | PowerEdge R-Series | R220 | DELM552 | HFWXP22 | 3138941 | 10.122.68.73, drac=10.122.64.242 | Feb 5 2015 10:45AM
San Jose | San Jose -> ATEDR -> ROW C -> C-0 | C-0 | RU#41 | blanking panel |  | APC | NetShelter | AR8101BLK-1U | APC969 |  |  |  | Feb 5 2015 10:45AM
San Jose | San Jose -> ATEDR -> ROW C -> C-0 | C-0 | RU#33 | blanking panel |  | APC | NetShelter | AR8101BLK-8U | APC972 |  |  |  | Jul 23 2014 7:34PM
San Jose | San Jose -> ATEDR -> ROW C -> C-0 | C-0 | RU#25 | blanking panel |  | APC | NetShelter | AR8101BLK-8U | APC972 |  |  |  | Jul 23 2014 7:34PM
San Jose | San Jose -> ATEDR -> ROW C -> C-0 | C-0 | RU#17 | blanking panel |  | APC | NetShelter | AR8101BLK-8U | APC972 |  |  |  | Jan 16 2015 12:21PM
San Jose | San Jose -> ATEDR -> ROW C -> C-0 | C-0 | RU#09 | blanking panel |  | APC | NetShelter | AR8101BLK-8U | APC972 |  |  |  | Jan 16 2015 12:21PM
San Jose | San Jose -> ATEDR -> ROW C -> C-1 | C-1 | RU#08 | PHCI-DELL-125 | Bare Metal | Dell Computer | PowerEdge R-Series | R420 | DELM329 | 6WMYP22 | 3138835 | 10.122.65.45 | Apr 29 2015 11:50AM
San Jose | San Jose -> ATEDR -> ROW C -> C-1 | C-1 | RU#07 | PHCI-DELL-126 | Bare Metal | Dell Computer | PowerEdge R-Series | R420 | DELM329 | 6WMWP22 | 3138838 | 10.122.65.46 | Apr 29 2015 11:51AM
San Jose | San Jose -> ATEDR -> ROW C -> C-1 | C-1 | RU#06 | PHCI-DELL-127 | Bare Metal | Dell Computer | PowerEdge R-Series | R420 | DELM329 | 6WHWP22 | 3138863 | 10.122.65.47 | Apr 29 2015 11:51AM
San Jose | San Jose -> ATEDR -> ROW C -> C-1 | C-1 | RU#05 | PHCI-DELL-128 | Bare Metal | Dell Computer | PowerEdge R-Series | R420 | DELM329 | 6WXFP22 | 3138855 | 10.122.65.48 | Apr 29 2015 11:51AM
San Jose | San Jose -> ATEDR -> ROW C -> C-1 | C-1 | RU#04 | PHCI-DELL-129 | Bare Metal | Dell Computer | PowerEdge R-Series | R420 | DELM329 | 6WHXP22 | 3138858 | 10.122.65.49 | Apr 29 2015 11:51AM
San Jose | San Jose -> ATEDR -> ROW C -> C-1 | C-1 | RU#01 | blanking panel |  | APC | NetShelter | AR8101BLK-3U | APCC280 |  |  |  | Apr 30 2015 5:51PM
San Jose | San Jose -> ATEDR -> ROW C -> C-1 | C-1 | InOutPlug#2 | ATSRC1PDUB | DATA CENTER OPERATIONS | Raritan Computer | Dominion PX | PX-5522 | RCI293 | QB63850047 |  | 10.122.64.115 | Jul 23 2014 7:35PM
San Jose | San Jose -> ATEDR -> ROW C -> C-1 | C-1 | InOutPlug#1 | ATSRC1PDUA | DATA CENTER OPERATIONS | Raritan Computer | Dominion PX | PX-5522 | RCI293 | QB63850019 |  | 10.122.64.114 | Jul 23 2014 7:35PM
San Jose | San Jose -> ATEDR -> ROW C -> C-1 | C-1 | RU#53 | SJA06EDRTOR-C-SA | NETWORK SERVICES | Cisco Systems | Catalyst 4900 | WS-C4948 | CISO711 | FOX1316GSLQ |  | 10.122.64.37 | Jul 23 2014 7:35PM
San Jose | San Jose -> ATEDR -> ROW C -> C-1 | C-1 | RU#50 | blanking panel |  | APC | NetShelter | AR8101BLK-3U | APCC280 |  |  |  | Apr 30 2015 5:51PM
San Jose | San Jose -> ATEDR -> ROW C -> C-1 | C-1 | RU#46 | blanking panel |  | APC | NetShelter | AR8101BLK-4U | APC971 |  |  |  | Apr 30 2015 5:51PM
San Jose | San Jose -> ATEDR -> ROW C -> C-1 | C-1 | RU#45 | PHCI-DELL-090 | Bare Metal | Dell Computer | PowerEdge R-Series | R420 | DELM329 | 6WCYP22 | 3138822 | 10.122.65.10 | Apr 29 2015 11:46AM
San Jose | San Jose -> ATEDR -> ROW C -> C-1 | C-1 | RU#44 | PHCI-DELL-091 | Bare Metal | Dell Computer | PowerEdge R-Series | R420 | DELM329 | 6WPVP22 | 3138840 | 10.122.65.11 | Apr 29 2015 11:46AM
San Jose | San Jose -> ATEDR -> ROW C -> C-1 | C-1 | RU#43 | PHCI-DELL-092 | Bare Metal | Dell Computer | PowerEdge R-Series | R420 | DELM329 | 6WBYP22 | 3138823 | 10.122.65.12 | Apr 29 2015 11:46AM
San Jose | San Jose -> ATEDR -> ROW C -> C-1 | C-1 | RU#42 | PHCI-DELL-093 | Bare Metal | Dell Computer | PowerEdge R-Series | R420 | DELM329 | 6WDWP22 | 3138816 | 10.122.65.13 | Apr 29 2015 11:47AM
San Jose | San Jose -> ATEDR -> ROW C -> C-1 | C-1 | RU#41 | PHCI-DELL-094 | Bare Metal | Dell Computer | PowerEdge R-Series | R420 | DELM329 | 6WRVP22 | 3138845 | 10.122.65.14 | Apr 29 2015 11:47AM
San Jose | San Jose -> ATEDR -> ROW C -> C-1 | C-1 | RU#40 | PHCI-DELL-095 | Bare Metal | Dell Computer | PowerEdge R-Series | R420 | DELM329 | 6WRWP22 | 3138850 | 10.122.65.15 | Apr 29 2015 11:47AM
San Jose | San Jose -> ATEDR -> ROW C -> C-1 | C-1 | RU#39 | PHCI-DELL-096 | Bare Metal | Dell Computer | PowerEdge R-Series | R420 | DELM329 | 6WQVP22 | 3138848 | 10.122.65.16 | Apr 29 2015 11:47AM
San Jose | San Jose -> ATEDR -> ROW C -> C-1 | C-1 | RU#38 | PHCI-DELL-097 | Bare Metal | Dell Computer | PowerEdge R-Series | R420 | DELM329 | 6WAWP22 | 3138847 | 10.122.65.17 | Apr 29 2015 11:47AM
San Jose | San Jose -> ATEDR -> ROW C -> C-1 | C-1 | RU#37 | PHCI-DELL-098 | Bare Metal | Dell Computer | PowerEdge R-Series | R420 | DELM329 | 6WBWP22 | 3138818 | 10.122.65.18 | Apr 29 2015 11:47AM
San Jose | San Jose -> ATEDR -> ROW C -> C-1 | C-1 | RU#36 | PHCI-DELL-099 | Bare Metal | Dell Computer | PowerEdge R-Series | R420 | DELM329 | 6WBXP22 | 3138816 | 10.122.65.19 | Apr 29 2015 11:47AM
San Jose | San Jose -> ATEDR -> ROW C -> C-1 | C-1 | RU#35 | PHCI-DELL-100 | Bare Metal | Dell Computer | PowerEdge R-Series | R420 | DELM329 | 6WCWP22 | 3138821 | 10.122.65.20 | Apr 29 2015 11:47AM
San Jose | San Jose -> ATEDR -> ROW C -> C-1 | C-1 | RU#34 | PHCI-DELL-101 | Bare Metal | Dell Computer | PowerEdge R-Series | R420 | DELM329 | 6W9WP22 | 3138817 | 10.122.65.21 | Apr 29 2015 11:48AM
San Jose | San Jose -> ATEDR -> ROW C -> C-1 | C-1 | RU#33 | PHCI-DELL-102 | Bare Metal | Dell Computer | PowerEdge R-Series | R420 | DELM329 | 6W9YP22 | 3138817 | 10.122.65.22 | Apr 29 2015 11:48AM
San Jose | San Jose -> ATEDR -> ROW C -> C-1 | C-1 | RU#32 | PHCI-DELL-103 | Bare Metal | Dell Computer | PowerEdge R-Series | R420 | DELM329 | 6WFYP22 | 3138856 | 10.122.65.23 | Apr 29 2015 11:48AM
San Jose | San Jose -> ATEDR -> ROW C -> C-1 | C-1 | RU#31 | PHCI-DELL-104 | Bare Metal | Dell Computer | PowerEdge R-Series | R420 | DELM329 | 6WMXP22 | 3138841 | 10.122.65.24 | Apr 29 2015 11:48AM
San Jose | San Jose -> ATEDR -> ROW C -> C-1 | C-1 | RU#30 | PHCI-DELL-105 | Bare Metal | Dell Computer | PowerEdge R-Series | R420 | DELM329 | 6WQYP22 | 3138852 | 10.122.65.25 | Apr 29 2015 11:48AM
San Jose | San Jose -> ATEDR -> ROW C -> C-1 | C-1 | RU#29 | PHCI-DELL-106 | Bare Metal | Dell Computer | PowerEdge R-Series | R420 | DELM329 | 6XNXP22 | 3138842 | 10.122.65.26 | Apr 29 2015 11:48AM
San Jose | San Jose -> ATEDR -> ROW C -> C-1 | C-1 | RU#28 | PHCI-DELL-107 | Bare Metal | Dell Computer | PowerEdge R-Series | R420 | DELM329 | 6WQXP22 | 3138851 | 10.122.65.27 | Apr 29 2015 11:48AM
San Jose | San Jose -> ATEDR -> ROW C -> C-1 | C-1 | RU#27 | PHCI-DELL-108 | Bare Metal | Dell Computer | PowerEdge R-Series | R420 | DELM329 | 6WGXP22 | 3138857 | 10.122.65.28 | Apr 29 2015 11:49AM
San Jose | San Jose -> ATEDR -> ROW C -> C-1 | C-1 | RU#25 | CMPH2 |  | Panduit | Open-Access | CMPH2 | PAND418 |  |  |  | Apr 28 2015 4:15PM
San Jose | San Jose -> ATEDR -> ROW C -> C-1 | C-1 | RU#24 | PHCI-DELL-109 | Bare Metal | Dell Computer | PowerEdge R-Series | R420 | DELM329 | 6WGYP22 | 3138862 | 10.122.65.29 | Apr 29 2015 11:49AM
San Jose | San Jose -> ATEDR -> ROW C -> C-1 | C-1 | RU#23 | PHCI-DELL-110 | Bare Metal | Dell Computer | PowerEdge R-Series | R420 | DELM329 | 6WQWP22 | 3138853 | 10.122.65.30 | Apr 29 2015 11:49AM
San Jose | San Jose -> ATEDR -> ROW C -> C-1 | C-1 | RU#22 | PHCI-DELL-111 | Bare Metal | Dell Computer | PowerEdge R-Series | R420 | DELM329 | 6WGWP22 | 3138861 | 10.122.65.31 | Apr 29 2015 11:49AM
San Jose | San Jose -> ATEDR -> ROW C -> C-1 | C-1 | RU#21 | PHCI-DELL-112 | Bare Metal | Dell Computer | PowerEdge R-Series | R420 | DELM329 | 6WSVP22 | 3138849 | 10.122.65.32 | Apr 29 2015 11:49AM
San Jose | San Jose -> ATEDR -> ROW C -> C-1 | C-1 | RU#20 | PHCI-DELL-113 | Bare Metal | Dell Computer | PowerEdge R-Series | PowerEdge R420 - 4 LFF with DVD | DELM329 | 6WCXP22 | 3138864 | 10.122.65.33 | Apr 29 2015 12:04PM
San Jose | San Jose -> ATEDR -> ROW C -> C-1 | C-1 | RU#19 | PHCI-DELL-114 | Bare Metal | Dell Computer | PowerEdge R-Series | R420 | DELM329 | 6WRXP22 | 3138844 | 10.122.65.34 | Apr 29 2015 11:49AM
San Jose | San Jose -> ATEDR -> ROW C -> C-1 | C-1 | RU#18 | PHCI-DELL-115 | Bare Metal | Dell Computer | PowerEdge R-Series | R420 | DELM329 | 6WDXP22 | 3138860 | 10.122.65.35 | Apr 29 2015 11:49AM
San Jose | San Jose -> ATEDR -> ROW C -> C-1 | C-1 | RU#17 | PHCI-DELL-116 | Bare Metal | Dell Computer | PowerEdge R-Series | R420 | DELM329 | 6WRYP22 | 3138846 | 10.122.65.36 | Apr 29 2015 11:49AM
San Jose | San Jose -> ATEDR -> ROW C -> C-1 | C-1 | RU#16 | PHCI-DELL-117 | Bare Metal | Dell Computer | PowerEdge R-Series | R420 | DELM329 | 6W9XP22 | 3138815 | 10.122.65.37 | Apr 29 2015 11:50AM
San Jose | San Jose -> ATEDR -> ROW C -> C-1 | C-1 | RU#15 | PHCI-DELL-118 | Bare Metal | Dell Computer | PowerEdge R-Series | PowerEdge R420 - 4 LFF with DVD | DELM329 | 6WNWP22 | 3138839 | 10.122.65.38 | Apr 29 2015 12:04PM
San Jose | San Jose -> ATEDR -> ROW C -> C-1 | C-1 | RU#14 | PHCI-DELL-119 | Bare Metal | Dell Computer | PowerEdge R-Series | R420 | DELM329 | 6WPYP22 | 3138836 | 10.122.65.39 | Apr 29 2015 11:50AM
San Jose | San Jose -> ATEDR -> ROW C -> C-1 | C-1 | RU#13 | PHCI-DELL-120 | Bare Metal | Dell Computer | PowerEdge R-Series | R420 | DELM329 | 6WDYP22 | 3138854 | 10.122.65.40 | Apr 29 2015 11:50AM
San Jose | San Jose -> ATEDR -> ROW C -> C-1 | C-1 | RU#12 | PHCI-DELL-121 | Bare Metal | Dell Computer | PowerEdge R-Series | PowerEdge R420 - 4 LFF with DVD | DELM329 | 6WNYP22 | 3138837 | 10.122.65.41 | Apr 29 2015 12:04PM
San Jose | San Jose -> ATEDR -> ROW C -> C-1 | C-1 | RU#11 | PHCI-DELL-122 | Bare Metal | Dell Computer | PowerEdge R-Series | R420 | DELM329 | 6WPWP22 | 3138843 | 10.122.65.42 | Apr 29 2015 11:50AM
San Jose | San Jose -> ATEDR -> ROW C -> C-1 | C-1 | RU#10 | PHCI-DELL-123 | Bare Metal | Dell Computer | PowerEdge R-Series | R420 | DELM329 | 6WPXP22 | 3138834 | 10.122.65.43 | Apr 29 2015 11:50AM
San Jose | San Jose -> ATEDR -> ROW C -> C-1 | C-1 | RU#09 | PHCI-DELL-124 | Bare Metal | Dell Computer | PowerEdge R-Series | R420 | DELM329 | 6WFWP22 | 3138859 | 10.122.65.44 | Apr 29 2015 11:50AM
San Jose | San Jose -> ATEDR -> ROW C -> C-2 | C-2 | RU#08 | PHCI-DELL-164 | Bare Metal | Dell Computer | PowerEdge R-Series | R220 | DELM552 | HFQVP22 | 3138941 | 10.122.65.84 | Apr 29 2015 11:53AM
San Jose | San Jose -> ATEDR -> ROW C -> C-2 | C-2 | RU#07 | PHCI-DELL-165 | Bare Metal | Dell Computer | PowerEdge R-Series | R220 | DELM552 | HFQXP22 | 3138941 | 10.122.65.85 | Apr 29 2015 11:53AM
San Jose | San Jose -> ATEDR -> ROW C -> C-2 | C-2 | RU#06 | PHCI-DELL-166 | Bare Metal | Dell Computer | PowerEdge R-Series | R220 | DELM552 | HFWYP22 | 3138941 | 10.122.65.86 | Apr 29 2015 11:53AM
San Jose | San Jose -> ATEDR -> ROW C -> C-2 | C-2 | RU#05 | PHCI-DELL-167 | Bare Metal | Dell Computer | PowerEdge R-Series | R220 | DELM552 | HFPXP22 | 3138941 | 10.122.65.87 | Apr 29 2015 11:53AM
San Jose | San Jose -> ATEDR -> ROW C -> C-2 | C-2 | RU#04 | PHCI-DELL-168 | Bare Metal | Dell Computer | PowerEdge R-Series | R220 | DELM552 | HFWWP22 | 3138941 | 10.122.65.88 | Apr 29 2015 11:53AM
San Jose | San Jose -> ATEDR -> ROW C -> C-2 | C-2 | RU#03 | PHCI-DELL-169 | Bare Metal | Dell Computer | PowerEdge R-Series | R220 | DELM552 | HFPWP22 | 3138941 | 10.122.65.89 | Apr 29 2015 11:53AM
San Jose | San Jose -> ATEDR -> ROW C -> C-2 | C-2 | RU#01 | blanking panel |  | APC | NetShelter | AR8101BLK-2U | APC970 |  |  |  | Apr 30 2015 5:51PM
San Jose | San Jose -> ATEDR -> ROW C -> C-2 | C-2 | InOutPlug#2 | ATSRC2PDUB | DATA CENTER OPERATIONS | Raritan Computer | Dominion PX | PX-5522 | RCI293 | QB63850008 |  | 10.122.64.117 | Jul 23 2014 7:35PM
San Jose | San Jose -> ATEDR -> ROW C -> C-2 | C-2 | InOutPlug#1 | ATSRC2PDUA | DATA CENTER OPERATIONS | Raritan Computer | Dominion PX | PX-5522 | RCI293 | QB63850037 |  | 10.122.64.116 | Jul 23 2014 7:35PM
San Jose | San Jose -> ATEDR -> ROW C -> C-2 | C-2 | RU#53 | SJA06EDR-ADMSC-1 | NETWORK SERVICES | Cisco Systems | Catalyst 2960 | WS-C2960G-48TC-L | CICO640 | FCW1838A4E5 |  | 10.122.64.17 | Mar 2 2015 6:12PM
San Jose | San Jose -> ATEDR -> ROW C -> C-2 | C-2 | RU#50 | blanking panel |  | APC | NetShelter | AR8101BLK-3U | APCC280 |  |  |  | Apr 30 2015 5:51PM
San Jose | San Jose -> ATEDR -> ROW C -> C-2 | C-2 | RU#46 | blanking panel |  | APC | NetShelter | AR8101BLK-4U | APC971 |  |  |  | Apr 30 2015 5:51PM
San Jose | San Jose -> ATEDR -> ROW C -> C-2 | C-2 | RU#45 | blanking panel |  | APC | NetShelter | AR8101BLK-1U | APC969 |  |  |  | Apr 30 2015 5:51PM
San Jose | San Jose -> ATEDR -> ROW C -> C-2 | C-2 | RU#44 | PHCI-DELL-130 | Bare Metal | Dell Computer | PowerEdge R-Series | R220 | DELM552 | HFPYP22 | 3138941 | 10.122.65.50 | Apr 29 2015 11:51AM
San Jose | San Jose -> ATEDR -> ROW C -> C-2 | C-2 | RU#43 | PHCI-DELL-131 | Bare Metal | Dell Computer | PowerEdge R-Series | R220 | DELM552 | 1RKDR22 | 3138941 | 10.122.65.51 | Apr 29 2015 11:51AM
San Jose | San Jose -> ATEDR -> ROW C -> C-2 | C-2 | RU#42 | PHCI-DELL-132 | Bare Metal | Dell Computer | PowerEdge R-Series | R220 | DELM552 | HFXXP22 | 3138941 | 10.122.65.52 | Apr 29 2015 11:51AM
San Jose | San Jose -> ATEDR -> ROW C -> C-2 | C-2 | RU#41 | PHCI-DELL-133 | Bare Metal | Dell Computer | PowerEdge R-Series | R220 | DELM552 | HFYYP22 | 3138941 | 10.122.65.53 | Apr 29 2015 11:51AM
San Jose | San Jose -> ATEDR -> ROW C -> C-2 | C-2 | RU#40 | PHCI-DELL-134 | Bare Metal | Dell Computer | PowerEdge R-Series | R220 | DELM552 | HFTXP22 | 3138941 | 10.122.65.54 | Apr 29 2015 11:51AM
San Jose | San Jose -> ATEDR -> ROW C -> C-2 | C-2 | RU#39 | PHCI-DELL-135 | Bare Metal | Dell Computer | PowerEdge R-Series | R220 | DELM552 | HFZWP22 | 3138941 | 10.122.65.55 | Apr 29 2015 11:51AM
San Jose | San Jose -> ATEDR -> ROW C -> C-2 | C-2 | RU#38 | PHCI-DELL-136 | Bare Metal | Dell Computer | PowerEdge R-Series | R220 | DELM552 | HFTWP22 | 3138941 | 10.122.65.56 | Apr 29 2015 11:51AM
San Jose | San Jose -> ATEDR -> ROW C -> C-2 | C-2 | RU#37 | PHCI-DELL-137 | Bare Metal | Dell Computer | PowerEdge R-Series | R220 | DELM552 | 1RJDR22 | 3138941 | 10.122.65.57 | Apr 29 2015 11:51AM
San Jose | San Jose -> ATEDR -> ROW C -> C-2 | C-2 | RU#36 | PHCI-DELL-138 | Bare Metal | Dell Computer | PowerEdge R-Series | R220 | DELM552 | 1RJBR22 | 3138941 | 10.122.65.58 | Apr 29 2015 11:51AM
San Jose | San Jose -> ATEDR -> ROW C -> C-2 | C-2 | RU#35 | PHCI-DELL-139 | Bare Metal | Dell Computer | PowerEdge R-Series | R220 | DELM552 | HFSWP22 | 3138941 | 10.122.65.59 | Apr 29 2015 11:52AM
San Jose | San Jose -> ATEDR -> ROW C -> C-2 | C-2 | RU#34 | PHCI-DELL-140 | Bare Metal | Dell Computer | PowerEdge R-Series | R220 | DELM552 | HFZXP22 | 3138941 | 10.122.65.60 | Apr 29 2015 11:52AM
San Jose | San Jose -> ATEDR -> ROW C -> C-2 | C-2 | RU#33 | PHCI-DELL-141 | Bare Metal | Dell Computer | PowerEdge R-Series | R220 | DELM552 | 1RKCR22 | 3138941 | 10.122.65.61 | Apr 29 2015 11:52AM
San Jose | San Jose -> ATEDR -> ROW C -> C-2 | C-2 | RU#32 | PHCI-DELL-142 | Bare Metal | Dell Computer | PowerEdge R-Series | R220 | DELM552 | 1RJCR22 | 3138941 | 10.122.65.62 | Apr 29 2015 11:52AM
San Jose | San Jose -> ATEDR -> ROW C -> C-2 | C-2 | RU#31 | PHCI-DELL-143 | Bare Metal | Dell Computer | PowerEdge R-Series | R220 | DELM552 | HFSVP22 | 3138941 | 10.122.65.63 | Apr 29 2015 11:52AM
San Jose | San Jose -> ATEDR -> ROW C -> C-2 | C-2 | RU#30 | PHCI-DELL-144 | Bare Metal | Dell Computer | PowerEdge R-Series | R220 | DELM552 | HFYXP22 | 3138941 | 10.122.65.64 | Apr 29 2015 11:52AM
San Jose | San Jose -> ATEDR -> ROW C -> C-2 | C-2 | RU#29 | PHCI-DELL-145 | Bare Metal | Dell Computer | PowerEdge R-Series | R220 | DELM552 | HFZVP22 | 3138941 | 10.122.65.65 | Apr 29 2015 11:52AM
San Jose | San Jose -> ATEDR -> ROW C -> C-2 | C-2 | RU#28 | PHCI-DELL-146 | Bare Metal | Dell Computer | PowerEdge R-Series | R220 | DELM552 | 1RMBR22 | 3138941 | 10.122.65.66 | Apr 29 2015 11:52AM
San Jose | San Jose -> ATEDR -> ROW C -> C-2 | C-2 | RU#27 | PHCI-DELL-147 | Bare Metal | Dell Computer | PowerEdge R-Series | R220 | DELM552 | 1RLBR22 | 3138941 | 10.122.65.67 | Apr 29 2015 11:52AM
San Jose | San Jose -> ATEDR -> ROW C -> C-2 | C-2 | RU#25 | CMPH2 |  | Panduit | Open-Access | CMPH2 | PAND418 |  |  |  | Apr 28 2015 4:15PM
San Jose | San Jose -> ATEDR -> ROW C -> C-2 | C-2 | RU#24 | PHCI-DELL-148 | Bare Metal | Dell Computer | PowerEdge R-Series | R220 | DELM552 | HFSXP22 | 3138941 | 10.122.65.68 | Apr 29 2015 11:52AM
San Jose | San Jose -> ATEDR -> ROW C -> C-2 | C-2 | RU#23 | PHCI-DELL-149 | Bare Metal | Dell Computer | PowerEdge R-Series | R220 | DELM552 | HFYVP22 | 3138941 | 10.122.65.69 | Apr 29 2015 11:52AM
San Jose | San Jose -> ATEDR -> ROW C -> C-2 | C-2 | RU#22 | PHCI-DELL-150 | Bare Metal | Dell Computer | PowerEdge R-Series | R220 | DELM552 | HFSYP22 | 3138941 | 10.122.65.70 | Apr 29 2015 11:52AM
San Jose | San Jose -> ATEDR -> ROW C -> C-2 | C-2 | RU#21 | PHCI-DELL-151 | Bare Metal | Dell Computer | PowerEdge R-Series | R220 | DELM552 | HFYWP22 | 3138941 | 10.122.65.71 | Apr 29 2015 11:52AM
San Jose | San Jose -> ATEDR -> ROW C -> C-2 | C-2 | RU#20 | PHCI-DELL-152 | Bare Metal | Dell Computer | PowerEdge R-Series | R220 | DELM552 | HFXYP22 | 3138941 | 10.122.65.72 | Apr 29 2015 11:52AM
San Jose | San Jose -> ATEDR -> ROW C -> C-2 | C-2 | RU#19 | PHCI-DELL-153 | Bare Metal | Dell Computer | PowerEdge R-Series | R220 | DELM552 | IRLDR22 | 3138941 | 10.122.65.73 | Apr 29 2015 11:52AM
San Jose | San Jose -> ATEDR -> ROW C -> C-2 | C-2 | RU#18 | PHCI-DELL-154 | Bare Metal | Dell Computer | PowerEdge R-Series | R220 | DELM552 | HFRXP22 | 3138941 | 10.122.65.74 | Apr 29 2015 11:52AM
San Jose | San Jose -> ATEDR -> ROW C -> C-2 | C-2 | RU#17 | PHCI-DELL-155 | Bare Metal | Dell Computer | PowerEdge R-Series | R220 | DELM552 | HFRYP22 | 3138941 | 10.122.65.75 | Apr 29 2015 11:52AM
San Jose | San Jose -> ATEDR -> ROW C -> C-2 | C-2 | RU#16 | PHCI-DELL-156 | Bare Metal | Dell Computer | PowerEdge R-Series | R220 | DELM552 | HFRWP22 | 3138941 | 10.122.65.76 | Apr 29 2015 11:52AM
San Jose | San Jose -> ATEDR -> ROW C -> C-2 | C-2 | RU#15 | PHCI-DELL-157 | Bare Metal | Dell Computer | PowerEdge R-Series | R220 | DELM552 | HFTVP22 | 3138941 | 10.122.65.77 | Apr 29 2015 11:52AM
San Jose | San Jose -> ATEDR -> ROW C -> C-2 | C-2 | RU#14 | PHCI-DELL-158 | Bare Metal | Dell Computer | PowerEdge R-Series | R220 | DELM552 | HGOWP22 | 3138941 | 10.122.65.78 | Apr 29 2015 11:53AM
San Jose | San Jose -> ATEDR -> ROW C -> C-2 | C-2 | RU#13 | PHCI-DELL-159 | Bare Metal | Dell Computer | PowerEdge R-Series | R220 | DELM552 | HFQYP22 | 3138941 | 10.122.65.79 | Apr 29 2015 11:53AM
San Jose | San Jose -> ATEDR -> ROW C -> C-2 | C-2 | RU#12 | PHCI-DELL-160 | Bare Metal | Dell Computer | PowerEdge R-Series | R220 | DELM552 | HFNXP22 | 3138941 | 10.122.65.80 | Apr 29 2015 11:53AM
San Jose | San Jose -> ATEDR -> ROW C -> C-2 | C-2 | RU#11 | PHCI-DELL-161 | Bare Metal | Dell Computer | PowerEdge R-Series | R220 | DELM552 | HFQWP22 | 3138941 | 10.122.65.81 | Apr 29 2015 11:53AM
San Jose | San Jose -> ATEDR -> ROW C -> C-2 | C-2 | RU#10 | PHCI-DELL-162 | Bare Metal | Dell Computer | PowerEdge R-Series | R220 | DELM552 | HFNYP22 | 3138941 | 10.122.65.82 | Apr 29 2015 11:53AM
San Jose | San Jose -> ATEDR -> ROW C -> C-2 | C-2 | RU#09 | PHCI-DELL-163 | Bare Metal | Dell Computer | PowerEdge R-Series | R220 | DELM552 | HFNWP22 | 3138941 | 10.122.65.83 | Apr 29 2015 11:53AM
San Jose | San Jose -> ATEDR -> ROW C -> C-3 | C-3 | RU#01 | blanking panel |  | APC | NetShelter | AR8101BLK-8U | APC972 |  |  |  | Jul 23 2014 7:36PM
San Jose | San Jose -> ATEDR -> ROW C -> C-3 | C-3 | InOutPlug#2 | ATSRC3PDUB | DATA CENTER OPERATIONS | Raritan Computer | Dominion PX | PX-5522 | RCI293 | QB63850007 |  | 10.122.64.119 | Jul 23 2014 7:36PM
San Jose | San Jose -> ATEDR -> ROW C -> C-3 | C-3 | InOutPlug#1 | ATSRC3PDUA | DATA CENTER OPERATIONS | Raritan Computer | Dominion PX | PX-5522 | RCI293 | QB63850027 |  | 10.122.64.118 | Jul 23 2014 7:36PM
San Jose | San Jose -> ATEDR -> ROW C -> C-3 | C-3 | RU#53 | SJA06EDRTOR-C-SD | NETWORK SERVICES | Cisco Systems | Catalyst 4900 | WS-C4948E-F | CSCY593 | CAT1839S23Y | 6002728 | 10.122.64.46 | Mar 4 2015 6:17PM
San Jose | San Jose -> ATEDR -> ROW C -> C-3 | C-3 | RU#50 | blanking panel |  | APC | NetShelter | AR8101BLK-3U | APCC280 |  |  |  | Apr 30 2015 5:51PM
San Jose | San Jose -> ATEDR -> ROW C -> C-3 | C-3 | RU#46 | blanking panel |  | APC | NetShelter | AR8101BLK-4U | APC971 |  |  |  | Apr 30 2015 5:51PM
San Jose | San Jose -> ATEDR -> ROW C -> C-3 | C-3 | RU#45 | blanking panel |  | APC | NetShelter | AR8101BLK-1U | APC969 |  |  |  | Apr 30 2015 5:51PM
San Jose | San Jose -> ATEDR -> ROW C -> C-3 | C-3 | RU#44 | PHCI-DELL-170 | Bare Metal | Dell Computer | PowerEdge R-Series | R220 | DELM552 | 1RKBR22 | 3138941 | 10.122.65.90 | Apr 29 2015 11:53AM
San Jose | San Jose -> ATEDR -> ROW C -> C-3 | C-3 | RU#43 | PHCI-DELL-171 | Bare Metal | Dell Computer | PowerEdge R-Series | R220 | DELM552 | 1RLCR22 | 3138941 | 10.122.65.91 | Apr 29 2015 11:53AM
San Jose | San Jose -> ATEDR -> ROW C -> C-3 | C-3 | RU#41 | blanking panel |  | APC | NetShelter | AR8101BLK-2U | APC970 |  |  |  | Apr 30 2015 5:51PM
San Jose | San Jose -> ATEDR -> ROW C -> C-3 | C-3 | RU#33 | blanking panel |  | APC | NetShelter | AR8101BLK-8U | APC972 |  |  |  | Jul 23 2014 7:36PM
San Jose | San Jose -> ATEDR -> ROW C -> C-3 | C-3 | RU#31 | blanking panel |  | APC | NetShelter | AR8101BLK-2U | APC970 |  |  |  | Apr 30 2015 5:51PM
San Jose | San Jose -> ATEDR -> ROW C -> C-3 | C-3 | RU#27 | blanking panel |  | APC | NetShelter | AR8101BLK-4U | APC971 |  |  |  | Apr 30 2015 5:51PM
San Jose | San Jose -> ATEDR -> ROW C -> C-3 | C-3 | RU#25 | CMPH2 |  | Panduit | Open-Access | CMPH2 | PAND418 |  |  |  | Apr 28 2015 4:15PM
San Jose | San Jose -> ATEDR -> ROW C -> C-3 | C-3 | RU#17 | blanking panel |  | APC | NetShelter | AR8101BLK-8U | APC972 |  |  |  | Jan 19 2015 12:22PM
San Jose | San Jose -> ATEDR -> ROW C -> C-3 | C-3 | RU#09 | blanking panel |  | APC | NetShelter | AR8101BLK-8U | APC972 |  |  |  | Jul 23 2014 7:36PM
San Jose | San Jose -> ATEDR -> ROW C -> C-4 | C-4 | RU#01 | blanking panel |  | APC | NetShelter | AR8101BLK-8U | APC972 |  |  |  | Jul 23 2014 7:36PM
San Jose | San Jose -> ATEDR -> ROW C -> C-4 | C-4 | InOutPlug#2 | ATSRC4PDUB | DATA CENTER OPERATIONS | Raritan Computer | Dominion PX | PX-5522 | RCI293 | QB63850039 |  | 10.122.64.121 | Jul 23 2014 7:36PM
San Jose | San Jose -> ATEDR -> ROW C -> C-4 | C-4 | InOutPlug#1 | ATSRC4PDUA | DATA CENTER OPERATIONS | Raritan Computer | Dominion PX | PX-5522 | RCI293 | QB63850014 |  | 10.122.64.120 | Jul 23 2014 7:36PM
San Jose | San Jose -> ATEDR -> ROW C -> C-4 | C-4 | RU#53 | SJA06EDR-ADMSC | NETWORK SERVICES | Cisco Systems | Catalyst 2960 | WS-C2960-48TC-L | CICO343 | FOC1427W4RN |  | 10.122.64.13 | Jul 23 2014 7:37PM
San Jose | San Jose -> ATEDR -> ROW C -> C-4 | C-4 | RU#50 | blanking panel |  | APC | NetShelter | AR8101BLK-3U | APCC280 |  |  |  | Jul 8 2015 3:23PM
San Jose | San Jose -> ATEDR -> ROW C -> C-4 | C-4 | RU#46 | blanking panel |  | APC | NetShelter | AR8101BLK-4U | APC971 |  |  |  | Jul 8 2015 3:22PM
San Jose | San Jose -> ATEDR -> ROW C -> C-4 | C-4 | RU#41 | PHCI-MAC-106/107/108/109/110/111/112/113 | Bare Metal | MK 1 Manufacturing | MMR | MMR-2G-5URS | MK1M003 |  |  |  | Jul 8 2015 3:23PM
San Jose | San Jose -> ATEDR -> ROW C -> C-4 | C-4 | RU#36 | PHCI-MAC-114/115/116/117/118/119/120/121 | Bare Metal | MK 1 Manufacturing | MMR | MMR-2G-5URS | MK1M003 |  |  |  | Jul 8 2015 3:23PM
San Jose | San Jose -> ATEDR -> ROW C -> C-4 | C-4 | RU#31 | PHCI-MAC-122/123/124/125/126/127/128/129 |  | MK 1 Manufacturing | MMR | MMR-2G-5URS | MK1M003 |  |  |  | Jul 21 2015 11:42AM
San Jose | San Jose -> ATEDR -> ROW C -> C-4 | C-4 | RU#26 | PHCI-MAC-130/131/132/133/134/135/136/137 |  | MK 1 Manufacturing | MMR | MMR-2G-5URS | MK1M003 |  |  |  | Jul 21 2015 11:43AM
San Jose | San Jose -> ATEDR -> ROW C -> C-4 | C-4 | RU#21 | PHCI-MAC-138/139/140/141/142/143/144 |  | MK 1 Manufacturing | MMR | MMR-2G-5URS | MK1M003 |  |  |  | Jul 21 2015 11:43AM
San Jose | San Jose -> ATEDR -> ROW C -> C-4 | C-4 | RU#09 | blanking panel |  | APC | NetShelter | AR8101BLK-8U | APC972 |  |  |  | Jul 23 2014 7:36PM
San Jose | San Jose -> ATEDR -> ROW C -> C-4 -> PHCI-MAC-106/107/108/109/110/111/112/113 | PHCI-MAC-106/107/108/109/110/111/112/113 | InOutPlug#8 | PHCI-MAC-113 |  | Apple Computer | Mac | Mac Mini - Vertical | APPL206 |  |  | DHCP | Jul 8 2015 3:23PM
San Jose | San Jose -> ATEDR -> ROW C -> C-4 -> PHCI-MAC-106/107/108/109/110/111/112/113 | PHCI-MAC-106/107/108/109/110/111/112/113 | InOutPlug#7 | PHCI-MAC-112 |  | Apple Computer | Mac | Mac Mini - Vertical | APPL206 |  |  | DHCP | Jul 8 2015 3:23PM
San Jose | San Jose -> ATEDR -> ROW C -> C-4 -> PHCI-MAC-106/107/108/109/110/111/112/113 | PHCI-MAC-106/107/108/109/110/111/112/113 | InOutPlug#6 | PHCI-MAC-111 |  | Apple Computer | Mac | Mac Mini - Vertical | APPL206 |  |  | DHCP | Jul 8 2015 3:23PM
San Jose | San Jose -> ATEDR -> ROW C -> C-4 -> PHCI-MAC-106/107/108/109/110/111/112/113 | PHCI-MAC-106/107/108/109/110/111/112/113 | InOutPlug#5 | PHCI-MAC-110 |  | Apple Computer | Mac | Mac Mini - Vertical | APPL206 |  |  | DHCP | Jul 8 2015 3:23PM
San Jose | San Jose -> ATEDR -> ROW C -> C-4 -> PHCI-MAC-106/107/108/109/110/111/112/113 | PHCI-MAC-106/107/108/109/110/111/112/113 | InOutPlug#4 | PHCI-MAC-109 |  | Apple Computer | Mac | Mac Mini - Vertical | APPL206 |  |  | DHCP | Jul 8 2015 3:23PM
San Jose | San Jose -> ATEDR -> ROW C -> C-4 -> PHCI-MAC-106/107/108/109/110/111/112/113 | PHCI-MAC-106/107/108/109/110/111/112/113 | InOutPlug#3 | PHCI-MAC-108 |  | Apple Computer | Mac | Mac Mini - Vertical | APPL206 |  |  | DHCP | Jul 8 2015 3:23PM
San Jose | San Jose -> ATEDR -> ROW C -> C-4 -> PHCI-MAC-106/107/108/109/110/111/112/113 | PHCI-MAC-106/107/108/109/110/111/112/113 | InOutPlug#2 | PHCI-MAC-107 |  | Apple Computer | Mac | Mac Mini - Vertical | APPL206 |  |  | DHCP | Jul 8 2015 3:23PM
San Jose | San Jose -> ATEDR -> ROW C -> C-4 -> PHCI-MAC-106/107/108/109/110/111/112/113 | PHCI-MAC-106/107/108/109/110/111/112/113 | InOutPlug#1 | PHCI-MAC-106 |  | Apple Computer | Mac | Mac Mini - Vertical | APPL206 | C07PP0G2G1J2 | 6072757 | DHCP | Jul 8 2015 3:23PM
San Jose | San Jose -> ATEDR -> ROW C -> C-4 -> PHCI-MAC-114/115/116/117/118/119/120/121 | PHCI-MAC-114/115/116/117/118/119/120/121 | InOutPlug#8 | PHCI-MAC-121 |  | Apple Computer | Mac | Mac Mini - Vertical | APPL206 | C07990G1G1J2 | 6072801 | DHCP | Jul 21 2015 11:56AM
San Jose | San Jose -> ATEDR -> ROW C -> C-4 -> PHCI-MAC-114/115/116/117/118/119/120/121 | PHCI-MAC-114/115/116/117/118/119/120/121 | InOutPlug#7 | PHCI-MAC-120 |  | Apple Computer | Mac | Mac Mini - Vertical | APPL206 |  |  | DHCP | Jul 8 2015 3:23PM
San Jose | San Jose -> ATEDR -> ROW C -> C-4 -> PHCI-MAC-114/115/116/117/118/119/120/121 | PHCI-MAC-114/115/116/117/118/119/120/121 | InOutPlug#6 | PHCI-MAC-119 |  | Apple Computer | Mac | Mac Mini - Vertical | APPL206 |  |  | DHCP | Jul 8 2015 3:23PM
San Jose | San Jose -> ATEDR -> ROW C -> C-4 -> PHCI-MAC-114/115/116/117/118/119/120/121 | PHCI-MAC-114/115/116/117/118/119/120/121 | InOutPlug#5 | PHCI-MAC-118 |  | Apple Computer | Mac | Mac Mini - Vertical | APPL206 |  |  | DHCP | Jul 8 2015 3:23PM
San Jose | San Jose -> ATEDR -> ROW C -> C-4 -> PHCI-MAC-114/115/116/117/118/119/120/121 | PHCI-MAC-114/115/116/117/118/119/120/121 | InOutPlug#4 | PHCI-MAC-117 (OUT FOR SERVICE REPAIR) |  | Apple Computer | Mac | Mac Mini - Vertical | APPL206 |  |  | DHCP | Jul 8 2015 3:23PM
San Jose | San Jose -> ATEDR -> ROW C -> C-4 -> PHCI-MAC-114/115/116/117/118/119/120/121 | PHCI-MAC-114/115/116/117/118/119/120/121 | InOutPlug#3 | PHCI-MAC-116 |  | Apple Computer | Mac | Mac Mini - Vertical | APPL206 |  |  | DHCP | Jul 8 2015 3:23PM
San Jose | San Jose -> ATEDR -> ROW C -> C-4 -> PHCI-MAC-114/115/116/117/118/119/120/121 | PHCI-MAC-114/115/116/117/118/119/120/121 | InOutPlug#2 | PHCI-MAC-115 |  | Apple Computer | Mac | Mac Mini - Vertical | APPL206 |  |  | DHCP | Jul 8 2015 3:23PM
San Jose | San Jose -> ATEDR -> ROW C -> C-4 -> PHCI-MAC-114/115/116/117/118/119/120/121 | PHCI-MAC-114/115/116/117/118/119/120/121 | InOutPlug#1 | PHCI-MAC-114 |  | Apple Computer | Mac | Mac Mini - Vertical | APPL206 |  |  | DHCP | Jul 8 2015 3:23PM
San Jose | San Jose -> ATEDR -> ROW C -> C-4 -> PHCI-MAC-122/123/124/125/126/127/128/129 | PHCI-MAC-122/123/124/125/126/127/128/129 | InOutPlug#8 | PHCI-MAC-129 |  | Apple Computer | Mac | Mac Mini - Vertical | APPL206 | C07PP0GQG1J2 | 6072767 | DHCP | Jul 21 2015 11:43AM
San Jose | San Jose -> ATEDR -> ROW C -> C-4 -> PHCI-MAC-122/123/124/125/126/127/128/129 | PHCI-MAC-122/123/124/125/126/127/128/129 | InOutPlug#7 | PHCI-MAC-128 |  | Apple Computer | Mac | Mac Mini - Vertical | APPL206 | C07PP0FXG1J2 | 6072764 | DHCP | Jul 21 2015 11:43AM
San Jose | San Jose -> ATEDR -> ROW C -> C-4 -> PHCI-MAC-122/123/124/125/126/127/128/129 | PHCI-MAC-122/123/124/125/126/127/128/129 | InOutPlug#6 | PHCI-MAC-127 |  | Apple Computer | Mac | Mac Mini - Vertical | APPL206 | C07PP0GSG1J2 | 6072762 | DHCP | Jul 21 2015 11:43AM
San Jose | San Jose -> ATEDR -> ROW C -> C-4 -> PHCI-MAC-122/123/124/125/126/127/128/129 | PHCI-MAC-122/123/124/125/126/127/128/129 | InOutPlug#5 | PHCI-MAC-126 |  | Apple Computer | Mac | Mac Mini - Vertical | APPL206 | C07PP0FVG1J2 | 6072797 | DHCP | Jul 21 2015 11:43AM
San Jose | San Jose -> ATEDR -> ROW C -> C-4 -> PHCI-MAC-122/123/124/125/126/127/128/129 | PHCI-MAC-122/123/124/125/126/127/128/129 | InOutPlug#4 | PHCI-MAC-125 |  | Apple Computer | Mac | Mac Mini - Vertical | APPL206 | C07PP0GMG1J2 | 6072770 | DHCP | Jul 21 2015 11:43AM
San Jose | San Jose -> ATEDR -> ROW C -> C-4 -> PHCI-MAC-122/123/124/125/126/127/128/129 | PHCI-MAC-122/123/124/125/126/127/128/129 | InOutPlug#3 | PHCI-MAC-124 |  | Apple Computer | Mac | Mac Mini - Vertical | APPL206 | C07PP0G4G1J2 | 6072765 | DHCP | Jul 21 2015 11:43AM
San Jose | San Jose -> ATEDR -> ROW C -> C-4 -> PHCI-MAC-122/123/124/125/126/127/128/129 | PHCI-MAC-122/123/124/125/126/127/128/129 | InOutPlug#2 | PHCI-MAC-123 |  | Apple Computer | Mac | Mac Mini - Vertical | APPL206 | C07PP0G0G1J2 | 6072766 | DHCP | Jul 21 2015 11:43AM
San Jose | San Jose -> ATEDR -> ROW C -> C-4 -> PHCI-MAC-122/123/124/125/126/127/128/129 | PHCI-MAC-122/123/124/125/126/127/128/129 | InOutPlug#1 | PHCI-MAC-122 |  | Apple Computer | Mac | Mac Mini - Vertical | APPL206 | C07PP0GCG1J2 | 6072769 | DHCP | Jul 21 2015 11:43AM
San Jose | San Jose -> ATEDR -> ROW C -> C-4 -> PHCI-MAC-130/131/132/133/134/135/136/137 | PHCI-MAC-130/131/132/133/134/135/136/137 | InOutPlug#8 | PHCI-MAC-137 |  | Apple Computer | Mac | Mac Mini - Vertical | APPL206 | C07PP0G7G1J2 | 6072795 | DHCP | Jul 21 2015 11:43AM
San Jose | San Jose -> ATEDR -> ROW C -> C-4 -> PHCI-MAC-130/131/132/133/134/135/136/137 | PHCI-MAC-130/131/132/133/134/135/136/137 | InOutPlug#7 | PHCI-MAC-136 |  | Apple Computer | Mac | Mac Mini - Vertical | APPL206 | C07PP0F3G1J2 | 6072794 | DHCP | Jul 21 2015 11:43AM
San Jose | San Jose -> ATEDR -> ROW C -> C-4 -> PHCI-MAC-130/131/132/133/134/135/136/137 | PHCI-MAC-130/131/132/133/134/135/136/137 | InOutPlug#6 | PHCI-MAC-135 |  | Apple Computer | Mac | Mac Mini - Vertical | APPL206 | C07PP0G4G1J2 | 6072796 | DHCP | Jul 21 2015 11:43AM
San Jose | San Jose -> ATEDR -> ROW C -> C-4 -> PHCI-MAC-130/131/132/133/134/135/136/137 | PHCI-MAC-130/131/132/133/134/135/136/137 | InOutPlug#5 | PHCI-MAC-134 |  | Apple Computer | Mac | Mac Mini - Vertical | APPL206 | C07PP0GBG1J2 | 6072759 | DHCP | Jul 21 2015 11:43AM
San Jose | San Jose -> ATEDR -> ROW C -> C-4 -> PHCI-MAC-130/131/132/133/134/135/136/137 | PHCI-MAC-130/131/132/133/134/135/136/137 | InOutPlug#4 | PHCI-MAC-133 |  | Apple Computer | Mac | Mac Mini - Vertical | APPL206 | C07PP0GXG1J2 | 6072777 | DHCP | Jul 21 2015 11:43AM
San Jose | San Jose -> ATEDR -> ROW C -> C-4 -> PHCI-MAC-130/131/132/133/134/135/136/137 | PHCI-MAC-130/131/132/133/134/135/136/137 | InOutPlug#3 | PHCI-MAC-132 |  | Apple Computer | Mac | Mac Mini - Vertical | APPL206 | C07PP0GNG1J2 | 6072776 | DHCP | Jul 21 2015 11:43AM
San Jose | San Jose -> ATEDR -> ROW C -> C-4 -> PHCI-MAC-130/131/132/133/134/135/136/137 | PHCI-MAC-130/131/132/133/134/135/136/137 | InOutPlug#2 | PHCI-MAC-131 |  | Apple Computer | Mac | Mac Mini - Vertical | APPL206 | C07PPQFNG1J2 | 6072799 | DHCP | Jul 21 2015 11:43AM
San Jose | San Jose -> ATEDR -> ROW C -> C-4 -> PHCI-MAC-130/131/132/133/134/135/136/137 | PHCI-MAC-130/131/132/133/134/135/136/137 | InOutPlug#1 | PHCI-MAC-130 |  | Apple Computer | Mac | Mac Mini - Vertical | APPL206 | C07PPQGRG1J2 | 6072774 | DHCP | Jul 21 2015 11:43AM
San Jose | San Jose -> ATEDR -> ROW C -> C-4 -> PHCI-MAC-138/139/140/141/142/143/144 | PHCI-MAC-138/139/140/141/142/143/144 | InOutPlug#7 | PHCI-MAC-144 |  | Apple Computer | Mac | Mac Mini - Vertical | APPL206 | C07PM0GVG1J2 | 6072704 | DHCP | Jul 21 2015 11:43AM
San Jose | San Jose -> ATEDR -> ROW C -> C-4 -> PHCI-MAC-138/139/140/141/142/143/144 | PHCI-MAC-138/139/140/141/142/143/144 | InOutPlug#6 | PHCI-MAC-143 |  | Apple Computer | Mac | Mac Mini - Vertical | APPL206 | C07PM1JCG1J2 | 6072709 | DHCP | Jul 21 2015 11:43AM
San Jose | San Jose -> ATEDR -> ROW C -> C-4 -> PHCI-MAC-138/139/140/141/142/143/144 | PHCI-MAC-138/139/140/141/142/143/144 | InOutPlug#5 | PHCI-MAC-142 |  | Apple Computer | Mac | Mac Mini - Vertical | APPL206 | C07PM176GIJ2 | 6072711 | DHCP | Jul 21 2015 11:43AM
San Jose | San Jose -> ATEDR -> ROW C -> C-4 -> PHCI-MAC-138/139/140/141/142/143/144 | PHCI-MAC-138/139/140/141/142/143/144 | InOutPlug#4 | PHCI-MAC-141 |  | Apple Computer | Mac | Mac Mini - Vertical | APPL206 | C07PM16FG1J2 | 6072705 | DHCP | Jul 21 2015 11:43AM
San Jose | San Jose -> ATEDR -> ROW C -> C-4 -> PHCI-MAC-138/139/140/141/142/143/144 | PHCI-MAC-138/139/140/141/142/143/144 | InOutPlug#3 | PHCI-MAC-140 |  | Apple Computer | Mac | Mac Mini - Vertical | APPL206 | C07PM170G1J2 | 6072706 | DHCP | Jul 21 2015 11:43AM
San Jose | San Jose -> ATEDR -> ROW C -> C-4 -> PHCI-MAC-138/139/140/141/142/143/144 | PHCI-MAC-138/139/140/141/142/143/144 | InOutPlug#2 | PHCI-MAC-139 |  | Apple Computer | Mac | Mac Mini - Vertical | APPL206 | C07PM16XG1J2 | 6072708 | DHCP | Jul 21 2015 11:43AM
San Jose | San Jose -> ATEDR -> ROW C -> C-4 -> PHCI-MAC-138/139/140/141/142/143/144 | PHCI-MAC-138/139/140/141/142/143/144 | InOutPlug#1 | PHCI-MAC-138 |  | Apple Computer | Mac | Mac Mini - Vertical | APPL206 | C07PM16LG1J2 | 6072710 | DHCP | Jul 21 2015 11:43AM
San Jose | San Jose -> ATEDR -> ROW C -> C-5 | C-5 | RU#01 | blanking panel |  | APC | NetShelter | AR8101BLK-8U | APC972 |  |  |  | Jul 23 2014 7:37PM
San Jose | San Jose -> ATEDR -> ROW C -> C-5 | C-5 | InOutPlug#2 | ATSRC5PDUB | DATA CENTER OPERATIONS | Raritan Computer | Dominion PX | PX-5522 | RCI293 | QB63850006 |  | 10.122.64.123 | Jul 23 2014 7:37PM
San Jose | San Jose -> ATEDR -> ROW C -> C-5 | C-5 | InOutPlug#1 | ATSRC5PDUA | DATA CENTER OPERATIONS | Raritan Computer | Dominion PX | PX-5522 | RCI293 | QB63850022 |  | 10.122.64.122 | Jul 23 2014 7:37PM
San Jose | San Jose -> ATEDR -> ROW C -> C-5 | C-5 | RU#53 | CONATEDR4 | DATA CENTER OPERATIONS | Raritan Computer | Dominion SX | DSX48 | RCI111 | WAI4900002 | 3138755 | 10.122.68.53 | Mar 3 2015 4:19PM
San Jose | San Jose -> ATEDR -> ROW C -> C-5 | C-5 | RU#52 | SJA06EDRTOR-C-SB | NETWORK SERVICES | Cisco Systems | Catalyst 4900 | WS-C4948 | CISO711 | FOX1316GSM5 |  | 10.122.64.38 | Jul 23 2014 7:37PM
San Jose | San Jose -> ATEDR -> ROW C -> C-5 | C-5 | RU#50 | blanking panel |  | APC | NetShelter | AR8101BLK-2U | APC970 |  |  |  | Apr 30 2015 5:51PM
San Jose | San Jose -> ATEDR -> ROW C -> C-5 | C-5 | RU#46 | blanking panel |  | APC | NetShelter | AR8101BLK-4U | APC971 |  |  |  | Apr 30 2015 5:51PM
San Jose | San Jose -> ATEDR -> ROW C -> C-5 | C-5 | RU#44 | blanking panel |  | APC | NetShelter | AR8101BLK-2U | APC970 |  |  |  | Apr 30 2015 5:51PM
San Jose | San Jose -> ATEDR -> ROW C -> C-5 | C-5 | RU#41 | blanking panel |  | APC | NetShelter | AR8101BLK-3U | APCC280 |  |  |  | Mar 3 2015 4:19PM
San Jose | San Jose -> ATEDR -> ROW C -> C-5 | C-5 | RU#33 | blanking panel |  | APC | NetShelter | AR8101BLK-8U | APC972 |  |  |  | Jul 23 2014 7:37PM
San Jose | San Jose -> ATEDR -> ROW C -> C-5 | C-5 | RU#25 | blanking panel |  | APC | NetShelter | AR8101BLK-8U | APC972 |  |  |  | Mar 3 2015 4:19PM
San Jose | San Jose -> ATEDR -> ROW C -> C-5 | C-5 | RU#17 | blanking panel |  | APC | NetShelter | AR8101BLK-8U | APC972 |  |  |  | Mar 3 2015 4:19PM
San Jose | San Jose -> ATEDR -> ROW C -> C-5 | C-5 | RU#09 | blanking panel |  | APC | NetShelter | AR8101BLK-8U | APC972 |  |  |  | Jul 23 2014 7:37PM
San Jose | San Jose -> ATEDR -> ROW C -> C-6 | C-6 | RU#01 | blanking panel |  | APC | NetShelter | AR8101BLK-8U | APC972 |  |  |  | Jul 23 2014 7:37PM
San Jose | San Jose -> ATEDR -> ROW C -> C-6 | C-6 | InOutPlug#2 | ATSRC6PDUB | DATA CENTER OPERATIONS | Raritan Computer | Dominion PX | PX-5522 | RCI293 | QB63850049 |  | 10.122.64.125 | Jul 23 2014 7:37PM
San Jose | San Jose -> ATEDR -> ROW C -> C-6 | C-6 | InOutPlug#1 | ATSRC6PDUA | DATA CENTER OPERATIONS | Raritan Computer | Dominion PX | PX-5522 | RCI293 | QB63850026 |  | 10.122.64.124 | Jul 23 2014 7:37PM
San Jose | San Jose -> ATEDR -> ROW C -> C-6 | C-6 | RU#46 | blanking panel |  | APC | NetShelter | AR8101BLK-8U | APC972 |  |  |  | Apr 30 2015 5:51PM
San Jose | San Jose -> ATEDR -> ROW C -> C-6 | C-6 | RU#45 | blanking panel |  | APC | NetShelter | AR8101BLK-1U | APC969 |  |  |  | Jul 23 2014 7:38PM
San Jose | San Jose -> ATEDR -> ROW C -> C-6 | C-6 | RU#41 | blanking panel |  | APC | NetShelter | AR8101BLK-4U | APC971 |  |  |  | Jul 23 2014 7:38PM
San Jose | San Jose -> ATEDR -> ROW C -> C-6 | C-6 | RU#33 | blanking panel |  | APC | NetShelter | AR8101BLK-8U | APC972 |  |  |  | Jul 23 2014 7:37PM
San Jose | San Jose -> ATEDR -> ROW C -> C-6 | C-6 | RU#25 | blanking panel |  | APC | NetShelter | AR8101BLK-8U | APC972 |  |  |  | Jan 19 2015 12:25PM
San Jose | San Jose -> ATEDR -> ROW C -> C-6 | C-6 | RU#17 | blanking panel |  | APC | NetShelter | AR8101BLK-8U | APC972 |  |  |  | Jan 19 2015 12:25PM
San Jose | San Jose -> ATEDR -> ROW C -> C-6 | C-6 | RU#09 | blanking panel |  | APC | NetShelter | AR8101BLK-8U | APC972 |  |  |  | Jul 23 2014 7:37PM
San Jose | San Jose -> ATEDR -> ROW C -> C-7 | C-7 | InOutPlug#2 | ATSRC7PDUB | DATA CENTER OPERATIONS | Raritan Computer | Dominion PX | PX-5522 | RCI293 | QB63850046 |  | 10.122.64.127 | Jul 23 2014 7:38PM
San Jose | San Jose -> ATEDR -> ROW C -> C-7 | C-7 | InOutPlug#1 | ATSRC7PDUA | DATA CENTER OPERATIONS | Raritan Computer | Dominion PX | PX-5522 | RCI293 | QB63850053 |  | 10.122.64.126 | Jul 23 2014 7:38PM
San Jose | San Jose -> ATEDR -> ROW C -> C-7 | C-7 | RU#53 | SJA06EDR-ADMSC-2 | NETWORK SERVICES | Cisco Systems | Catalyst 2960 | WS-C2960G-48TC-L | CICO640 | FCW1838A4DV |  | 10.122.64.18 | Mar 2 2015 7:14PM
San Jose | San Jose -> ATEDR -> ROW C -> C-7 | C-7 | RU#26 | Shelf (DVA-MACPRO-3, DVA-MACPRO-4) |  | Generic Equipment Set | Shelf | 19 Inch 1U Shelf | GENR944 |  |  |  | Oct 20 2016 3:46PM
San Jose | San Jose -> ATEDR -> ROW C -> C-7 | C-7 | RU#14 | shelf |  | Generic Equipment Set | Shelf | 19 Inch 1U Shelf | GENR944 |  |  |  | Jul 23 2014 7:38PM
San Jose | San Jose -> ATEDR -> ROW C -> C-7 -> shelf | shelf | InOutPlug#5 | CTPERF-MAC32-2 (RIGHT) | LAB SERVICES | Apple Computer | Mac | MacPro | APPL165 | G8740041upz |  | 10.8.4.83 | Jul 23 2014 7:38PM
San Jose | San Jose -> ATEDR -> ROW C -> C-7 -> shelf | shelf | InOutPlug#3 | CTPERF-MAC64-2 (RIGHT) | LAB SERVICES | Apple Computer | Mac | MacPro | APPL165 | tm632bgau02 |  | 10.8.4.85 | Jul 23 2014 7:38PM
San Jose | San Jose -> ATEDR -> ROW C -> C-7 -> shelf | shelf | InOutPlug#2 | CTPERF-MAC64-1 (LEFT) | LAB SERVICES | Apple Computer | Mac | MacPro | APPL165 | ym63516cuq2 |  | 10.8.4.84 | Jul 23 2014 7:38PM
San Jose | San Jose -> ATEDR -> ROW C -> C-7 -> Shelf (DVA-MACPRO-3, DVA-MACPRO-4) | Shelf (DVA-MACPRO-3, DVA-MACPRO-4) | InOutPlug#7 | DVA-MACPRO-4 |  | Apple Computer | Mac | MacPro | APPL165 | H013918WGWR |  | 10.122.66.14 | Oct 20 2016 3:46PM
San Jose | San Jose -> ATEDR -> ROW C -> C-7 -> Shelf (DVA-MACPRO-3, DVA-MACPRO-4) | Shelf (DVA-MACPRO-3, DVA-MACPRO-4) | InOutPlug#1 | DVA-MACPRO-3 |  | Apple Computer | Mac | MacPro | APPL165 | H00382DCEUH |  | 10.122.66.13 | Oct 20 2016 3:46PM
San Jose | San Jose -> ATEDR -> ROW C -> C-8 | C-8 | RU#01 | blanking panel |  | APC | NetShelter | AR8101BLK-8U | APC972 |  |  |  | Jul 23 2014 7:38PM
San Jose | San Jose -> ATEDR -> ROW C -> C-8 | C-8 | InOutPlug#2 | ATSRC8PDUB | DATA CENTER OPERATIONS | Raritan Computer | Dominion PX | PX-5522 | RCI293 | QB63850023 |  | 10.122.64.129 | Jul 23 2014 7:38PM
San Jose | San Jose -> ATEDR -> ROW C -> C-8 | C-8 | InOutPlug#1 | ATSRC8PDUA | DATA CENTER OPERATIONS | Raritan Computer | Dominion PX | PX-5522 | RCI293 | QB63850044 |  | 10.122.64.128 | Jul 23 2014 7:38PM
San Jose | San Jose -> ATEDR -> ROW C -> C-8 | C-8 | RU#53 | SJA06EDRTOR-C-SC | NETWORK SERVICES | Cisco Systems | Catalyst 4900 | WS-C4948 | CISO711 | FOX1317G7VC |  | 10.122.64.39 | Jul 23 2014 7:39PM
San Jose | San Jose -> ATEDR -> ROW C -> C-8 | C-8 | RU#50 | blanking panel |  | APC | NetShelter | AR8101BLK-3U | APCC280 |  |  |  | Apr 30 2015 5:51PM
San Jose | San Jose -> ATEDR -> ROW C -> C-8 | C-8 | RU#46 | blanking panel |  | APC | NetShelter | AR8101BLK-4U | APC971 |  |  |  | Apr 30 2015 5:51PM
San Jose | San Jose -> ATEDR -> ROW C -> C-8 | C-8 | RU#45 | blanking panel |  | APC | NetShelter | AR8101BLK-1U | APC969 |  |  |  | Jul 23 2014 7:39PM
San Jose | San Jose -> ATEDR -> ROW C -> C-8 | C-8 | RU#41 | blanking panel |  | APC | NetShelter | AR8101BLK-4U | APC971 |  |  |  | Jul 23 2014 7:38PM
San Jose | San Jose -> ATEDR -> ROW C -> C-8 | C-8 | RU#33 | blanking panel |  | APC | NetShelter | AR8101BLK-8U | APC972 |  |  |  | Jul 23 2014 7:38PM
San Jose | San Jose -> ATEDR -> ROW C -> C-8 | C-8 | RU#25 | blanking panel |  | APC | NetShelter | AR8101BLK-8U | APC972 |  |  |  | Apr 30 2015 5:51PM
San Jose | San Jose -> ATEDR -> ROW C -> C-8 | C-8 | RU#17 | blanking panel |  | APC | NetShelter | AR8101BLK-8U | APC972 |  |  |  | Apr 30 2015 5:51PM
San Jose | San Jose -> ATEDR -> ROW C -> C-8 | C-8 | RU#09 | blanking panel |  | APC | NetShelter | AR8101BLK-8U | APC972 |  |  |  | Jul 23 2014 7:38PM
San Jose | San Jose -> ATEDR -> ROW C -> C-9 | C-9 | RU#08 | Poweredge R220 - 2.5 Inch Drive Bays |  | Dell Computer | PowerEdge R-Series | PowerEdge R220 - 2.5 Inch Drive Bays | DELM799 | C7WKW52 | 6061800 |  | Oct 15 2015 1:34PM
San Jose | San Jose -> ATEDR -> ROW C -> C-9 | C-9 | RU#07 | Poweredge R220 - 2.5 Inch Drive Bays |  | Dell Computer | PowerEdge R-Series | PowerEdge R220 - 2.5 Inch Drive Bays | DELM799 | C7VLW52 | 6061783 |  | Oct 15 2015 1:34PM
San Jose | San Jose -> ATEDR -> ROW C -> C-9 | C-9 | RU#06 | Poweredge R220 - 2.5 Inch Drive Bays |  | Dell Computer | PowerEdge R-Series | PowerEdge R220 - 2.5 Inch Drive Bays | DELM799 | C7TMW52 | 6061784 |  | Oct 15 2015 1:34PM
San Jose | San Jose -> ATEDR -> ROW C -> C-9 | C-9 | RU#05 | Poweredge R220 - 2.5 Inch Drive Bays |  | Dell Computer | PowerEdge R-Series | PowerEdge R220 - 2.5 Inch Drive Bays | DELM799 | C7VNW52 | 6061789 |  | Oct 15 2015 1:34PM
San Jose | San Jose -> ATEDR -> ROW C -> C-9 | C-9 | RU#04 | Poweredge R220 - 2.5 Inch Drive Bays |  | Dell Computer | PowerEdge R-Series | PowerEdge R220 - 2.5 Inch Drive Bays | DELM799 | C7VPW52 | 6061792 |  | Oct 15 2015 1:34PM
San Jose | San Jose -> ATEDR -> ROW C -> C-9 | C-9 | RU#03 | Poweredge R220 - 2.5 Inch Drive Bays |  | Dell Computer | PowerEdge R-Series | PowerEdge R220 - 2.5 Inch Drive Bays | DELM799 |  |  |  | Oct 15 2015 1:34PM
San Jose | San Jose -> ATEDR -> ROW C -> C-9 | C-9 | InOutPlug#2 | ATSRC9PDUB | DATA CENTER OPERATIONS | Raritan Computer | Dominion PX | PX-5522 | RCI293 | QB63850005 |  | 10.122.64.131 | Jul 23 2014 7:39PM
San Jose | San Jose -> ATEDR -> ROW C -> C-9 | C-9 | InOutPlug#1 | ATSRC9PDUA | DATA CENTER OPERATIONS | Raritan Computer | Dominion PX | PX-5522 | RCI293 | QB63850058 |  | 10.122.64.130 | Jul 23 2014 7:39PM
San Jose | San Jose -> ATEDR -> ROW C -> C-9 | C-9 | RU#46 | blanking panel |  | APC | NetShelter | AR8101BLK-8U | APC972 |  |  |  | Apr 30 2015 5:51PM
San Jose | San Jose -> ATEDR -> ROW C -> C-9 | C-9 | RU#44 | Poweredge R220 - 2.5 Inch Drive Bays |  | Dell Computer | PowerEdge R-Series | PowerEdge R220 - 2.5 Inch Drive Bays | DELM799 | C81QW52 | 6061772 |  | Oct 15 2015 1:34PM
San Jose | San Jose -> ATEDR -> ROW C -> C-9 | C-9 | RU#43 | Poweredge R220 - 2.5 Inch Drive Bays |  | Dell Computer | PowerEdge R-Series | PowerEdge R220 - 2.5 Inch Drive Bays | DELM799 | C81PW52 | 6061771 |  | Oct 15 2015 1:34PM
San Jose | San Jose -> ATEDR -> ROW C -> C-9 | C-9 | RU#42 | Poweredge R220 - 2.5 Inch Drive Bays |  | Dell Computer | PowerEdge R-Series | PowerEdge R220 - 2.5 Inch Drive Bays | DELM799 | C80MW52 | 6061770 |  | Oct 15 2015 1:34PM
San Jose | San Jose -> ATEDR -> ROW C -> C-9 | C-9 | RU#41 | Poweredge R220 - 2.5 Inch Drive Bays |  | Dell Computer | PowerEdge R-Series | PowerEdge R220 - 2.5 Inch Drive Bays | DELM799 | C81MW52 | 6061769 |  | Oct 15 2015 1:34PM
San Jose | San Jose -> ATEDR -> ROW C -> C-9 | C-9 | RU#40 | Poweredge R220 - 2.5 Inch Drive Bays |  | Dell Computer | PowerEdge R-Series | PowerEdge R220 - 2.5 Inch Drive Bays | DELM799 | C81KW52 | 6061768 |  | Oct 15 2015 1:34PM
San Jose | San Jose -> ATEDR -> ROW C -> C-9 | C-9 | RU#39 | Poweredge R220 - 2.5 Inch Drive Bays |  | Dell Computer | PowerEdge R-Series | PowerEdge R220 - 2.5 Inch Drive Bays | DELM799 | C80LW52 | 6061776 |  | Oct 15 2015 1:34PM
San Jose | San Jose -> ATEDR -> ROW C -> C-9 | C-9 | RU#38 | Poweredge R220 - 2.5 Inch Drive Bays |  | Dell Computer | PowerEdge R-Series | PowerEdge R220 - 2.5 Inch Drive Bays | DELM799 | C7ZKW52 | 6061781 |  | Oct 15 2015 1:34PM
San Jose | San Jose -> ATEDR -> ROW C -> C-9 | C-9 | RU#37 | Poweredge R220 - 2.5 Inch Drive Bays |  | Dell Computer | PowerEdge R-Series | PowerEdge R220 - 2.5 Inch Drive Bays | DELM799 | C80KW52 | 6061775 |  | Oct 15 2015 1:34PM
San Jose | San Jose -> ATEDR -> ROW C -> C-9 | C-9 | RU#36 | Poweredge R220 - 2.5 Inch Drive Bays |  | Dell Computer | PowerEdge R-Series | PowerEdge R220 - 2.5 Inch Drive Bays | DELM799 | C7ZJW52 | 6061779 |  | Oct 15 2015 1:34PM
San Jose | San Jose -> ATEDR -> ROW C -> C-9 | C-9 | RU#35 | Poweredge R220 - 2.5 Inch Drive Bays |  | Dell Computer | PowerEdge R-Series | PowerEdge R220 - 2.5 Inch Drive Bays | DELM799 | C7ZMW52 | 6061778 |  | Oct 15 2015 1:34PM
San Jose | San Jose -> ATEDR -> ROW C -> C-9 | C-9 | RU#34 | Poweredge R220 - 2.5 Inch Drive Bays |  | Dell Computer | PowerEdge R-Series | PowerEdge R220 - 2.5 Inch Drive Bays | DELM799 | C7ZPW52 | 6061780 |  | Oct 15 2015 1:34PM
San Jose | San Jose -> ATEDR -> ROW C -> C-9 | C-9 | RU#33 | Poweredge R220 - 2.5 Inch Drive Bays |  | Dell Computer | PowerEdge R-Series | PowerEdge R220 - 2.5 Inch Drive Bays | DELM799 | C7YNW52 | 6061774 |  | Oct 15 2015 1:34PM
San Jose | San Jose -> ATEDR -> ROW C -> C-9 | C-9 | RU#32 | Poweredge R220 - 2.5 Inch Drive Bays |  | Dell Computer | PowerEdge R-Series | PowerEdge R220 - 2.5 Inch Drive Bays | DELM799 | C7ZNW52 | 6061773 |  | Oct 15 2015 1:34PM
San Jose | San Jose -> ATEDR -> ROW C -> C-9 | C-9 | RU#31 | Poweredge R220 - 2.5 Inch Drive Bays |  | Dell Computer | PowerEdge R-Series | PowerEdge R220 - 2.5 Inch Drive Bays | DELM799 | C7ZLW52 | 6061782 |  | Oct 15 2015 1:34PM
San Jose | San Jose -> ATEDR -> ROW C -> C-9 | C-9 | RU#30 | Poweredge R220 - 2.5 Inch Drive Bays |  | Dell Computer | PowerEdge R-Series | PowerEdge R220 - 2.5 Inch Drive Bays | DELM799 | C7YPW52 | 6061777 |  | Oct 15 2015 1:34PM
San Jose | San Jose -> ATEDR -> ROW C -> C-9 | C-9 | RU#29 | Poweredge R220 - 2.5 Inch Drive Bays |  | Dell Computer | PowerEdge R-Series | PowerEdge R220 - 2.5 Inch Drive Bays | DELM799 | C80QW52 | 6061763 |  | Oct 15 2015 1:34PM
San Jose | San Jose -> ATEDR -> ROW C -> C-9 | C-9 | RU#28 | Poweredge R220 - 2.5 Inch Drive Bays |  | Dell Computer | PowerEdge R-Series | PowerEdge R220 - 2.5 Inch Drive Bays | DELM799 | C80PW52 | 6061764 |  | Oct 15 2015 1:34PM
San Jose | San Jose -> ATEDR -> ROW C -> C-9 | C-9 | RU#27 | Poweredge R220 - 2.5 Inch Drive Bays |  | Dell Computer | PowerEdge R-Series | PowerEdge R220 - 2.5 Inch Drive Bays | DELM799 | C81LW52 | 6061765 |  | Oct 15 2015 1:34PM
San Jose | San Jose -> ATEDR -> ROW C -> C-9 | C-9 | RU#24 | Poweredge R220 - 2.5 Inch Drive Bays |  | Dell Computer | PowerEdge R-Series | PowerEdge R220 - 2.5 Inch Drive Bays | DELM799 | C80NW52 | 6061766 |  | Oct 15 2015 1:34PM
San Jose | San Jose -> ATEDR -> ROW C -> C-9 | C-9 | RU#23 | Poweredge R220 - 2.5 Inch Drive Bays |  | Dell Computer | PowerEdge R-Series | PowerEdge R220 - 2.5 Inch Drive Bays | DELM799 | C81NW52 | 6061767 |  | Oct 15 2015 1:34PM
San Jose | San Jose -> ATEDR -> ROW C -> C-9 | C-9 | RU#22 | Poweredge R220 - 2.5 Inch Drive Bays |  | Dell Computer | PowerEdge R-Series | PowerEdge R220 - 2.5 Inch Drive Bays | DELM799 |  | 6061786 |  | Oct 15 2015 1:34PM
San Jose | San Jose -> ATEDR -> ROW C -> C-9 | C-9 | RU#21 | Poweredge R220 - 2.5 Inch Drive Bays |  | Dell Computer | PowerEdge R-Series | PowerEdge R220 - 2.5 Inch Drive Bays | DELM799 | C7XNW52 | 6061793 |  | Oct 15 2015 1:34PM
San Jose | San Jose -> ATEDR -> ROW C -> C-9 | C-9 | RU#20 | Poweredge R220 - 2.5 Inch Drive Bays |  | Dell Computer | PowerEdge R-Series | PowerEdge R220 - 2.5 Inch Drive Bays | DELM799 | C7WPW52 | 6061794 |  | Oct 15 2015 1:34PM
San Jose | San Jose -> ATEDR -> ROW C -> C-9 | C-9 | RU#19 | Poweredge R220 - 2.5 Inch Drive Bays |  | Dell Computer | PowerEdge R-Series | PowerEdge R220 - 2.5 Inch Drive Bays | DELM799 | C7XLW52 | 6061796 |  | Oct 15 2015 1:34PM
San Jose | San Jose -> ATEDR -> ROW C -> C-9 | C-9 | RU#18 | Poweredge R220 - 2.5 Inch Drive Bays |  | Dell Computer | PowerEdge R-Series | PowerEdge R220 - 2.5 Inch Drive Bays | DELM799 | C7XMW52 | 6061801 |  | Oct 15 2015 1:34PM
San Jose | San Jose -> ATEDR -> ROW C -> C-9 | C-9 | RU#17 | Poweredge R220 - 2.5 Inch Drive Bays |  | Dell Computer | PowerEdge R-Series | PowerEdge R220 - 2.5 Inch Drive Bays | DELM799 | C7W5W52 | 6061802 |  | Oct 15 2015 1:34PM
San Jose | San Jose -> ATEDR -> ROW C -> C-9 | C-9 | RU#16 | Poweredge R220 - 2.5 Inch Drive Bays |  | Dell Computer | PowerEdge R-Series | PowerEdge R220 - 2.5 Inch Drive Bays | DELM799 | C7TPW52 | 6061788 |  | Oct 15 2015 1:34PM
San Jose | San Jose -> ATEDR -> ROW C -> C-9 | C-9 | RU#15 | Poweredge R220 - 2.5 Inch Drive Bays |  | Dell Computer | PowerEdge R-Series | PowerEdge R220 - 2.5 Inch Drive Bays | DELM799 | C7VMW52 | 6061790 |  | Oct 15 2015 1:34PM
San Jose | San Jose -> ATEDR -> ROW C -> C-9 | C-9 | RU#14 | Poweredge R220 - 2.5 Inch Drive Bays |  | Dell Computer | PowerEdge R-Series | PowerEdge R220 - 2.5 Inch Drive Bays | DELM799 | C7VKW52 | 6061791 |  | Oct 15 2015 1:34PM
San Jose | San Jose -> ATEDR -> ROW C -> C-9 | C-9 | RU#13 | Poweredge R220 - 2.5 Inch Drive Bays |  | Dell Computer | PowerEdge R-Series | PowerEdge R220 - 2.5 Inch Drive Bays | DELM799 | C7WJW52 | 6061785 |  | Oct 15 2015 1:34PM
San Jose | San Jose -> ATEDR -> ROW C -> C-9 | C-9 | RU#12 | Poweredge R220 - 2.5 Inch Drive Bays |  | Dell Computer | PowerEdge R-Series | PowerEdge R220 - 2.5 Inch Drive Bays | DELM799 | C7VJW52 | 6061787 |  | Oct 15 2015 1:34PM
San Jose | San Jose -> ATEDR -> ROW C -> C-9 | C-9 | RU#11 | Poweredge R220 - 2.5 Inch Drive Bays |  | Dell Computer | PowerEdge R-Series | PowerEdge R220 - 2.5 Inch Drive Bays | DELM799 | C7WNW52 | 6061799 |  | Oct 15 2015 1:34PM
San Jose | San Jose -> ATEDR -> ROW C -> C-9 | C-9 | RU#10 | Poweredge R220 - 2.5 Inch Drive Bays |  | Dell Computer | PowerEdge R-Series | PowerEdge R220 - 2.5 Inch Drive Bays | DELM799 | C7XJW52 | 6061795 |  | Oct 15 2015 1:34PM
San Jose | San Jose -> ATEDR -> ROW C -> C-9 | C-9 | RU#09 | Poweredge R220 - 2.5 Inch Drive Bays |  | Dell Computer | PowerEdge R-Series | PowerEdge R220 - 2.5 Inch Drive Bays | DELM799 | C7XKW52 | 6061797 |  | Oct 15 2015 1:34PM
San Jose | San Jose -> ATEDR -> ROW D -> D-0 | D-0 | RU#01 | blanking panel |  | APC | NetShelter | AR8101BLK-8U | APC972 |  |  |  | Jul 23 2014 7:39PM
San Jose | San Jose -> ATEDR -> ROW D -> D-0 | D-0 | InOutPlug#2 | ATSRD0PDUB | DATA CENTER OPERATIONS | Raritan Computer | Dominion PX | PX-5522 | RCI293 | QB63850015 |  | 10.122.64.133 | Jul 23 2014 7:39PM
San Jose | San Jose -> ATEDR -> ROW D -> D-0 | D-0 | InOutPlug#1 | ATSRD0PDUA | DATA CENTER OPERATIONS | Raritan Computer | Dominion PX | PX-5522 | RCI293 | QB63850043 |  | 10.122.64.132 | Jul 23 2014 7:39PM
San Jose | San Jose -> ATEDR -> ROW D -> D-0 | D-0 | RU#46 | blanking panel |  | APC | NetShelter | AR8101BLK-8U | APC972 |  |  |  | Apr 30 2015 5:51PM
San Jose | San Jose -> ATEDR -> ROW D -> D-0 | D-0 | RU#45 | (shelf) TRON-MAC-002/TRON-MAC-001 |  | APC | NetShelter | AR8122BLK | APC980 |  |  |  | Feb 6 2015 2:19PM
San Jose | San Jose -> ATEDR -> ROW D -> D-0 | D-0 | RU#44 | (shelf) SJCRMAC04/SJCRMAC05 | SERVER SERVICES | APC | NetShelter | AR8122BLK | APC980 |  |  |  | Mar 17 2015 5:18PM
San Jose | San Jose -> ATEDR -> ROW D -> D-0 | D-0 | RU#43 | (shelf) SJCRMAC06 | SERVER SERVICES | APC | NetShelter | AR8122BLK | APC980 |  |  |  | Mar 17 2015 5:18PM
San Jose | San Jose -> ATEDR -> ROW D -> D-0 | D-0 | RU#38 | Tron-mac-001P thru 008P |  | MK 1 Manufacturing | MMR | MMR-2G-5URS | MK1M003 |  |  |  | Jul 8 2015 4:07PM
San Jose | San Jose -> ATEDR -> ROW D -> D-0 | D-0 | RU#33 | Tron-mac-009P thru 016P |  | MK 1 Manufacturing | MMR | MMR-2G-5URS | MK1M003 |  |  |  | Jul 8 2015 4:07PM
San Jose | San Jose -> ATEDR -> ROW D -> D-0 | D-0 | RU#28 | Tron-mac-017P thru 019P |  | MK 1 Manufacturing | MMR | MMR-2G-5URS | MK1M003 |  |  |  | Jul 8 2015 4:07PM
San Jose | San Jose -> ATEDR -> ROW D -> D-0 | D-0 | RU#17 | blanking panel |  | APC | NetShelter | AR8101BLK-8U | APC972 |  |  |  | Nov 25 2014 1:02PM
San Jose | San Jose -> ATEDR -> ROW D -> D-0 | D-0 | RU#09 | blanking panel |  | APC | NetShelter | AR8101BLK-8U | APC972 |  |  |  | Jul 23 2014 7:39PM
San Jose | San Jose -> ATEDR -> ROW D -> D-0 -> (shelf) SJCRMAC04/SJCRMAC05 | (shelf) SJCRMAC04/SJCRMAC05 | InOutPlug#7 | SJCRMAC05 |  | Apple Computer | Mac | MacMini with HDMI | APPL126 | C07P60AMG1J2 | 6058936 | 10.122.68.47 | Mar 17 2015 5:18PM
San Jose | San Jose -> ATEDR -> ROW D -> D-0 -> (shelf) SJCRMAC04/SJCRMAC05 | (shelf) SJCRMAC04/SJCRMAC05 | InOutPlug#1 | SJCRMAC04 |  | Apple Computer | Mac | MacMini with HDMI | APPL126 | C07P60AEG1J2 | 6058937 | 10.122.68.46 | Mar 17 2015 5:18PM
San Jose | San Jose -> ATEDR -> ROW D -> D-0 -> (shelf) SJCRMAC06 | (shelf) SJCRMAC06 | InOutPlug#1 | SJCRMAC06 |  | Apple Computer | Mac | MacMini with HDMI | APPL126 | C07P60AJG1J2 | 6058935 | 10.122.68.48 | Mar 17 2015 5:18PM
San Jose | San Jose -> ATEDR -> ROW D -> D-0 -> (shelf) TRON-MAC-002/TRON-MAC-001 | (shelf) TRON-MAC-002/TRON-MAC-001 | InOutPlug#7 | TRON-MAC-001 |  | Apple Computer | Mac | Mac Mini | APPL095 | C07NR0MRG1J2 | 6058672 |  | Feb 6 2015 2:19PM
San Jose | San Jose -> ATEDR -> ROW D -> D-0 -> (shelf) TRON-MAC-002/TRON-MAC-001 | (shelf) TRON-MAC-002/TRON-MAC-001 | InOutPlug#1 | TRON-MAC-002 |  | Apple Computer | Mac | Mac Mini | APPL095 | C07NR0MRG1J2 | 6058676 |  | Feb 6 2015 2:19PM
San Jose | San Jose -> ATEDR -> ROW D -> D-0 -> Tron-mac-001P thru 008P | Tron-mac-001P thru 008P | InOutPlug#8 | TRON-MAC-008P |  | Apple Computer | Mac | Mac Mini - Vertical | APPL206 |  |  |  | Jul 8 2015 4:07PM
San Jose | San Jose -> ATEDR -> ROW D -> D-0 -> Tron-mac-001P thru 008P | Tron-mac-001P thru 008P | InOutPlug#7 | TRON-MAC-007P |  | Apple Computer | Mac | Mac Mini - Vertical | APPL206 |  |  |  | Jul 8 2015 4:07PM
San Jose | San Jose -> ATEDR -> ROW D -> D-0 -> Tron-mac-001P thru 008P | Tron-mac-001P thru 008P | InOutPlug#6 | TRON-MAC-006P |  | Apple Computer | Mac | Mac Mini - Vertical | APPL206 |  |  |  | Jul 8 2015 4:07PM
San Jose | San Jose -> ATEDR -> ROW D -> D-0 -> Tron-mac-001P thru 008P | Tron-mac-001P thru 008P | InOutPlug#5 | TRON-MAC-005P |  | Apple Computer | Mac | Mac Mini - Vertical | APPL206 |  |  |  | Jul 8 2015 4:07PM
San Jose | San Jose -> ATEDR -> ROW D -> D-0 -> Tron-mac-001P thru 008P | Tron-mac-001P thru 008P | InOutPlug#4 | TRON-MAC-004P |  | Apple Computer | Mac | Mac Mini - Vertical | APPL206 |  |  |  | Jul 8 2015 4:07PM
San Jose | San Jose -> ATEDR -> ROW D -> D-0 -> Tron-mac-001P thru 008P | Tron-mac-001P thru 008P | InOutPlug#3 | TRON-MAC-003P |  | Apple Computer | Mac | Mac Mini - Vertical | APPL206 |  |  |  | Jul 8 2015 4:07PM
San Jose | San Jose -> ATEDR -> ROW D -> D-0 -> Tron-mac-001P thru 008P | Tron-mac-001P thru 008P | InOutPlug#2 | TRON-MAC-002P |  | Apple Computer | Mac | Mac Mini - Vertical | APPL206 |  |  |  | Jul 8 2015 4:07PM
San Jose | San Jose -> ATEDR -> ROW D -> D-0 -> Tron-mac-001P thru 008P | Tron-mac-001P thru 008P | InOutPlug#1 | TRON-MAC-001P |  | Apple Computer | Mac | Mac Mini - Vertical | APPL206 |  |  |  | Jul 8 2015 4:07PM
San Jose | San Jose -> ATEDR -> ROW D -> D-0 -> Tron-mac-009P thru 016P | Tron-mac-009P thru 016P | InOutPlug#8 | TRON-MAC-016P |  | Apple Computer | Mac | Mac Mini - Vertical | APPL206 |  |  |  | Jul 8 2015 4:08PM
San Jose | San Jose -> ATEDR -> ROW D -> D-0 -> Tron-mac-009P thru 016P | Tron-mac-009P thru 016P | InOutPlug#7 | TRON-MAC-015P |  | Apple Computer | Mac | Mac Mini - Vertical | APPL206 |  |  |  | Jul 8 2015 4:07PM
San Jose | San Jose -> ATEDR -> ROW D -> D-0 -> Tron-mac-009P thru 016P | Tron-mac-009P thru 016P | InOutPlug#6 | TRON-MAC-014P |  | Apple Computer | Mac | Mac Mini - Vertical | APPL206 |  |  |  | Jul 8 2015 4:07PM
San Jose | San Jose -> ATEDR -> ROW D -> D-0 -> Tron-mac-009P thru 016P | Tron-mac-009P thru 016P | InOutPlug#5 | TRON-MAC-013P |  | Apple Computer | Mac | Mac Mini - Vertical | APPL206 |  |  |  | Jul 8 2015 4:07PM
San Jose | San Jose -> ATEDR -> ROW D -> D-0 -> Tron-mac-009P thru 016P | Tron-mac-009P thru 016P | InOutPlug#4 | TRON-MAC-012P |  | Apple Computer | Mac | Mac Mini - Vertical | APPL206 |  |  |  | Jul 8 2015 4:07PM
San Jose | San Jose -> ATEDR -> ROW D -> D-0 -> Tron-mac-009P thru 016P | Tron-mac-009P thru 016P | InOutPlug#3 | TRON-MAC-011P |  | Apple Computer | Mac | Mac Mini - Vertical | APPL206 |  |  |  | Jul 8 2015 4:07PM
San Jose | San Jose -> ATEDR -> ROW D -> D-0 -> Tron-mac-009P thru 016P | Tron-mac-009P thru 016P | InOutPlug#2 | TRON-MAC-010P |  | Apple Computer | Mac | Mac Mini - Vertical | APPL206 |  |  |  | Jul 8 2015 4:07PM
San Jose | San Jose -> ATEDR -> ROW D -> D-0 -> Tron-mac-009P thru 016P | Tron-mac-009P thru 016P | InOutPlug#1 | TRON-MAC-009P |  | Apple Computer | Mac | Mac Mini - Vertical | APPL206 |  |  |  | Jul 8 2015 4:07PM
San Jose | San Jose -> ATEDR -> ROW D -> D-0 -> Tron-mac-017P thru 019P | Tron-mac-017P thru 019P | InOutPlug#3 | TRON-MAC-019P |  | Apple Computer | Mac | Mac Mini - Vertical | APPL206 |  |  |  | Jul 8 2015 4:08PM
San Jose | San Jose -> ATEDR -> ROW D -> D-0 -> Tron-mac-017P thru 019P | Tron-mac-017P thru 019P | InOutPlug#2 | TRON-MAC-018P |  | Apple Computer | Mac | Mac Mini - Vertical | APPL206 |  |  |  | Jul 8 2015 4:08PM
San Jose | San Jose -> ATEDR -> ROW D -> D-0 -> Tron-mac-017P thru 019P | Tron-mac-017P thru 019P | InOutPlug#1 | TRON-MAC-017P |  | Apple Computer | Mac | Mac Mini - Vertical | APPL206 |  |  |  | Jul 8 2015 4:08PM
San Jose | San Jose -> ATEDR -> ROW D -> D-1 | D-1 | RU#01 | IBS WIN Systems |  | Generic Equipment Set | Shelf | 19 Inch 1U Shelf | GENR944 |  |  |  | Dec 17 2015 6:16PM
San Jose | San Jose -> ATEDR -> ROW D -> D-1 | D-1 | InOutPlug#2 | ATSRD1PDUB | DATA CENTER OPERATIONS | Raritan Computer | Dominion PX | PX-5522 | RCI293 | QB63850038 |  | 10.122.64.135 | Jul 23 2014 7:40PM
San Jose | San Jose -> ATEDR -> ROW D -> D-1 | D-1 | InOutPlug#1 | ATSRD1PDUA | DATA CENTER OPERATIONS | Raritan Computer | Dominion PX | PX-5522 | RCI293 | QB63850062 |  | 10.122.64.134 | Jul 23 2014 7:40PM
San Jose | San Jose -> ATEDR -> ROW D -> D-1 | D-1 | RU#53 | cable manager |  | Leviton Voice and Data | Versi-Duct | 491RU-HFO | LEVI913 |  |  |  | Jul 23 2014 7:40PM
San Jose | San Jose -> ATEDR -> ROW D -> D-1 | D-1 | RU#52 | SJA06EDRTOR-D-SA | NETWORK SERVICES | Cisco Systems | Catalyst 4900 | WS-C4948 | CISO711 | FOX11490SQF |  | 10.122.64.40 | Jul 23 2014 7:40PM
San Jose | San Jose -> ATEDR -> ROW D -> D-1 | D-1 | RU#51 | cable manager |  | Leviton Voice and Data | Versi-Duct | 491RU-HFO | LEVI913 |  |  |  | Jul 23 2014 7:40PM
San Jose | San Jose -> ATEDR -> ROW D -> D-1 | D-1 | RU#50 | blanking panel |  | APC | NetShelter | AR8101BLK-1U | APC969 |  |  |  | Nov 24 2014 6:57PM
San Jose | San Jose -> ATEDR -> ROW D -> D-1 | D-1 | RU#46 | blanking panel |  | APC | NetShelter | AR8101BLK-4U | APC971 |  |  |  | Nov 24 2014 6:57PM
San Jose | San Jose -> ATEDR -> ROW D -> D-1 | D-1 | RU#45 | blanking panel |  | APC | NetShelter | AR8101BLK-1U | APC969 |  |  |  | Dec 17 2015 6:16PM
San Jose | San Jose -> ATEDR -> ROW D -> D-1 | D-1 | RU#44 | blanking panel |  | APC | NetShelter | AR8101BLK-1U | APC969 |  |  |  | Jul 23 2014 7:40PM
San Jose | San Jose -> ATEDR -> ROW D -> D-1 | D-1 | RU#39 | PhotoShop Mac Mini shelf 1 |  | MK 1 Manufacturing | MMR | MMR-2G-5URS | MK1M003 |  |  |  | Dec 17 2015 6:16PM
San Jose | San Jose -> ATEDR -> ROW D -> D-1 | D-1 | RU#38 | blanking panel |  | APC | NetShelter | AR8101BLK-1U | APC969 |  |  |  | Dec 17 2015 6:16PM
San Jose | San Jose -> ATEDR -> ROW D -> D-1 | D-1 | RU#37 | blanking panel |  | APC | NetShelter | AR8101BLK-1U | APC969 |  |  |  | Dec 17 2015 6:16PM
San Jose | San Jose -> ATEDR -> ROW D -> D-1 | D-1 | RU#32 | PhotoShop Mac Mini Shelf 2 |  | MK 1 Manufacturing | MMR | MMR-2G-5URS | MK1M003 |  |  |  | Dec 17 2015 6:16PM
San Jose | San Jose -> ATEDR -> ROW D -> D-1 | D-1 | RU#30 | Misc-Master |  | Dell Computer | PowerEdge | PowerEdge 850 (Open View) | DELL736 |  |  |  | Dec 17 2015 6:16PM
San Jose | San Jose -> ATEDR -> ROW D -> D-1 | D-1 | RU#28 | IBS-WIN01 |  | Hewlett-Packard | ProLiant Gen6 | DL380 G6 - LFF | HEPD898 |  |  |  | Dec 17 2015 6:16PM
San Jose | San Jose -> ATEDR -> ROW D -> D-1 | D-1 | RU#26 | PSCOV-BUILD1 |  | Hewlett-Packard | ProLiant Gen6 | DL380 G6 - LFF | HEPD898 |  |  |  | Dec 17 2015 6:16PM
San Jose | San Jose -> ATEDR -> ROW D -> D-1 | D-1 | RU#13 | PhotoShop Desktops |  | Generic Equipment Set | Shelf | 19 Inch 1U Shelf | GENR944 |  |  |  | Dec 17 2015 6:16PM
San Jose | San Jose -> ATEDR -> ROW D -> D-1 -> IBS WIN Systems | IBS WIN Systems | InOutPlug#7 | IBS-WIN08 |  | Dell Computer | Precision T Series | Precision T5500 | DELC394 |  |  |  | Dec 17 2015 6:16PM
San Jose | San Jose -> ATEDR -> ROW D -> D-1 -> IBS WIN Systems | IBS WIN Systems | InOutPlug#1 | IBS-WIN07 |  | Apple Computer | Mac | MacPro | APPL165 |  |  |  | Dec 17 2015 6:16PM
San Jose | San Jose -> ATEDR -> ROW D -> D-1 -> PhotoShop Desktops | PhotoShop Desktops | InOutPlug#7 | 3D-MAC |  | Apple Computer | Mac | MacPro | APPL165 |  |  |  | Dec 17 2015 6:16PM
San Jose | San Jose -> ATEDR -> ROW D -> D-1 -> PhotoShop Desktops | PhotoShop Desktops | InOutPlug#1 | IBS-MAC5 |  | Apple Computer | Mac | MacPro | APPL165 |  |  |  | Dec 17 2015 6:16PM
San Jose | San Jose -> ATEDR -> ROW D -> D-1 -> PhotoShop Mac Mini shelf 1 | PhotoShop Mac Mini shelf 1 | InOutPlug#8 | TECHTRANS-MAC |  | Apple Computer | Mac | Mac Mini - Vertical | APPL206 |  |  |  | Dec 18 2015 12:23PM
San Jose | San Jose -> ATEDR -> ROW D -> D-1 -> PhotoShop Mac Mini shelf 1 | PhotoShop Mac Mini shelf 1 | InOutPlug#7 | IBS-MAC3 |  | Apple Computer | Mac | Mac Mini - Vertical | APPL206 |  |  |  | Dec 18 2015 12:23PM
San Jose | San Jose -> ATEDR -> ROW D -> D-1 -> PhotoShop Mac Mini shelf 1 | PhotoShop Mac Mini shelf 1 | InOutPlug#6 | IBS-MAC1 |  | Apple Computer | Mac | Mac Mini - Vertical | APPL206 |  |  |  | Dec 18 2015 12:23PM
San Jose | San Jose -> ATEDR -> ROW D -> D-1 -> PhotoShop Mac Mini shelf 1 | PhotoShop Mac Mini shelf 1 | InOutPlug#5 | DAG-MAC02 |  | Apple Computer | Mac | Mac Mini - Vertical | APPL206 |  |  |  | Dec 18 2015 12:23PM
San Jose | San Jose -> ATEDR -> ROW D -> D-1 -> PhotoShop Mac Mini shelf 1 | PhotoShop Mac Mini shelf 1 | InOutPlug#4 | DAG-MAC |  | Apple Computer | Mac | Mac Mini - Vertical | APPL206 |  |  |  | Dec 18 2015 12:23PM
San Jose | San Jose -> ATEDR -> ROW D -> D-1 -> PhotoShop Mac Mini shelf 1 | PhotoShop Mac Mini shelf 1 | InOutPlug#3 | CYAN-MAC |  | Apple Computer | Mac | Mac Mini - Vertical | APPL206 |  |  |  | Dec 18 2015 12:23PM
San Jose | San Jose -> ATEDR -> ROW D -> D-1 -> PhotoShop Mac Mini shelf 1 | PhotoShop Mac Mini shelf 1 | InOutPlug#2 | ARCH-MAC02 |  | Apple Computer | Mac | Mac Mini - Vertical | APPL206 |  |  |  | Dec 18 2015 12:23PM
San Jose | San Jose -> ATEDR -> ROW D -> D-1 -> PhotoShop Mac Mini shelf 1 | PhotoShop Mac Mini shelf 1 | InOutPlug#1 | ARCH-MAC |  | Apple Computer | Mac | Mac Mini - Vertical | APPL206 |  |  |  | Dec 18 2015 12:23PM
San Jose | San Jose -> ATEDR -> ROW D -> D-1 -> PhotoShop Mac Mini Shelf 2 | PhotoShop Mac Mini Shelf 2 | InOutPlug#2 | YELLOW-MAC01 |  | Apple Computer | Mac | Mac Mini - Vertical | APPL206 |  |  |  | Dec 18 2015 12:23PM
San Jose | San Jose -> ATEDR -> ROW D -> D-1 -> PhotoShop Mac Mini Shelf 2 | PhotoShop Mac Mini Shelf 2 | InOutPlug#1 | TECHTRANS-MAC2 |  | Apple Computer | Mac | Mac Mini - Vertical | APPL206 |  |  |  | Dec 18 2015 12:23PM
San Jose | San Jose -> ATEDR -> ROW D -> D-2 | D-2 | RU#01 | blanking panel |  | APC | NetShelter | AR8101BLK-8U | APC972 |  |  |  | Jan 20 2016 3:26PM
San Jose | San Jose -> ATEDR -> ROW D -> D-2 | D-2 | InOutPlug#2 | ATSRD2PDUB | DATA CENTER OPERATIONS | Raritan Computer | Dominion PX | PX-5522 | RCI293 | QB63850045 |  | 10.122.64.137 | Jul 23 2014 7:41PM
San Jose | San Jose -> ATEDR -> ROW D -> D-2 | D-2 | InOutPlug#1 | ATSRD2PDUA | DATA CENTER OPERATIONS | Raritan Computer | Dominion PX | PX-5522 | RCI293 | QB63850017 |  | 10.122.64.136 | Jul 23 2014 7:41PM
San Jose | San Jose -> ATEDR -> ROW D -> D-2 | D-2 | RU#53 | SJA06EDR-ADMSD-1 | NETWORK SERVICES | Cisco Systems | Catalyst 2960 | WS-C2960G-48TC-L | CICO640 | FOC1839S2P0 |  | 10.122.64.19 | Feb 27 2015 1:11PM
San Jose | San Jose -> ATEDR -> ROW D -> D-2 | D-2 | RU#50 | blanking panel |  | APC | NetShelter | AR8101BLK-3U | APCC280 |  |  |  | Apr 30 2015 5:51PM
San Jose | San Jose -> ATEDR -> ROW D -> D-2 | D-2 | RU#46 | blanking panel |  | APC | NetShelter | AR8101BLK-4U | APC971 |  |  |  | Apr 30 2015 5:51PM
San Jose | San Jose -> ATEDR -> ROW D -> D-2 | D-2 | RU#45 | blanking panel |  | APC | NetShelter | AR8101BLK-1U | APC969 |  |  |  | Apr 30 2015 5:51PM
San Jose | San Jose -> ATEDR -> ROW D -> D-2 | D-2 | RU#43 | DI-HP-1 |  | Hewlett-Packard | ProLiant Gen9 | DL380 G9 (2 Drive) | HEPW887 | MXQ60108K4 | 100214567 | 10.122.68.83, ilo=10.122.65.93 | Apr 11 2016 5:04PM
San Jose | San Jose -> ATEDR -> ROW D -> D-2 | D-2 | RU#41 | blanking panel |  | APC | NetShelter | AR8101BLK-2U | APC970 |  |  |  | Apr 11 2016 5:04PM
San Jose | San Jose -> ATEDR -> ROW D -> D-2 | D-2 | RU#39 | blanking panel |  | APC | NetShelter | AR8101BLK-2U | APC970 |  |  |  | Dec 15 2015 5:20PM
San Jose | San Jose -> ATEDR -> ROW D -> D-2 | D-2 | RU#37 | blanking panel |  | APC | NetShelter | AR8101BLK-2U | APC970 |  |  |  | Jan 20 2016 3:26PM
San Jose | San Jose -> ATEDR -> ROW D -> D-2 | D-2 | RU#33 | blanking panel |  | APC | NetShelter | AR8101BLK-4U | APC971 |  |  |  | Jan 20 2016 3:26PM
San Jose | San Jose -> ATEDR -> ROW D -> D-2 | D-2 | RU#25 | blanking panel |  | APC | NetShelter | AR8101BLK-8U | APC972 |  |  |  | Jan 20 2016 3:26PM
San Jose | San Jose -> ATEDR -> ROW D -> D-2 | D-2 | RU#17 | blanking panel |  | APC | NetShelter | AR8101BLK-8U | APC972 |  |  |  | Jan 20 2016 3:26PM
San Jose | San Jose -> ATEDR -> ROW D -> D-2 | D-2 | RU#09 | blanking panel |  | APC | NetShelter | AR8101BLK-8U | APC972 |  |  |  | Jan 20 2016 3:26PM
San Jose | San Jose -> ATEDR -> ROW D -> D-3 | D-3 | RU#01 | blanking panel |  | APC | NetShelter | AR8101BLK-8U | APC972 |  |  |  | Jul 23 2014 7:41PM
San Jose | San Jose -> ATEDR -> ROW D -> D-3 | D-3 | InOutPlug#2 | ATSRD3PDUB | DATA CENTER OPERATIONS | Raritan Computer | Dominion PX | PX-5522 | RCI293 | QB63850042 |  | 10.122.64.139 | Jul 23 2014 7:41PM
San Jose | San Jose -> ATEDR -> ROW D -> D-3 | D-3 | InOutPlug#1 | ATSRD3PDUA | DATA CENTER OPERATIONS | Raritan Computer | Dominion PX | PX-5522 | RCI293 | QB63850040 |  | 10.122.64.138 | Jul 23 2014 7:41PM
San Jose | San Jose -> ATEDR -> ROW D -> D-3 | D-3 | RU#52 | KVMATEDR5 |  | Raritan Computer | Dominion KX II | DKX2-464 | RCI170 | HKF7C00068 |  | 10.122.68.45 | Feb 18 2015 12:37PM
San Jose | San Jose -> ATEDR -> ROW D -> D-3 | D-3 | RU#50 | blanking panel |  | APC | NetShelter | AR8101BLK-2U | APC970 |  |  |  | Apr 30 2015 5:51PM
San Jose | San Jose -> ATEDR -> ROW D -> D-3 | D-3 | RU#46 | blanking panel |  | APC | NetShelter | AR8101BLK-4U | APC971 |  |  |  | Apr 30 2015 5:51PM
San Jose | San Jose -> ATEDR -> ROW D -> D-3 | D-3 | RU#44 | blanking panel |  | APC | NetShelter | AR8101BLK-2U | APC970 |  |  |  | Apr 30 2015 5:51PM
San Jose | San Jose -> ATEDR -> ROW D -> D-3 | D-3 | RU#41 | blanking panel |  | APC | NetShelter | AR8101BLK-3U | APCC280 |  |  |  | Mar 13 2015 6:01PM
San Jose | San Jose -> ATEDR -> ROW D -> D-3 | D-3 | RU#33 | blanking panel |  | APC | NetShelter | AR8101BLK-8U | APC972 |  |  |  | Jul 23 2014 7:41PM
San Jose | San Jose -> ATEDR -> ROW D -> D-3 | D-3 | RU#30 | blanking panel |  | APC | NetShelter | AR8101BLK-3U | APCC280 |  |  |  | Mar 13 2015 6:01PM
San Jose | San Jose -> ATEDR -> ROW D -> D-3 | D-3 | RU#26 | blanking panel |  | APC | NetShelter | AR8101BLK-4U | APC971 |  |  |  | Mar 13 2015 6:01PM
San Jose | San Jose -> ATEDR -> ROW D -> D-3 | D-3 | RU#18 | blanking panel |  | APC | NetShelter | AR8101BLK-8U | APC972 |  |  |  | Mar 13 2015 6:01PM
San Jose | San Jose -> ATEDR -> ROW D -> D-3 | D-3 | RU#17 | shelf |  | Generic Equipment Set | Shelf | 19 Inch 1U Shelf | GENR944 |  |  |  | Jul 23 2014 7:41PM
San Jose | San Jose -> ATEDR -> ROW D -> D-3 | D-3 | RU#09 | blanking panel |  | APC | NetShelter | AR8101BLK-8U | APC972 |  |  |  | Jul 23 2014 7:41PM
San Jose | San Jose -> ATEDR -> ROW D -> D-4 | D-4 | RU#07 | DEVBOX6 |  | ASUSTeK Computer | Server System | ESC4000 G2 | ASUS380 | 154258-2 | 100214607 |  | May 25 2016 5:26PM
San Jose | San Jose -> ATEDR -> ROW D -> D-4 | D-4 | InOutPlug#2 | ATSRD4PDUB | DATA CENTER OPERATIONS | Raritan Computer | Dominion PX | PX-5522 | RCI293 | QB63850050 |  | 10.122.64.141 | Jul 23 2014 7:41PM
San Jose | San Jose -> ATEDR -> ROW D -> D-4 | D-4 | InOutPlug#1 | ATSRD4PDUA | DATA CENTER OPERATIONS | Raritan Computer | Dominion PX | PX-5522 | RCI293 | QB63850001 |  | 10.122.64.140 | Jul 23 2014 7:41PM
San Jose | San Jose -> ATEDR -> ROW D -> D-4 | D-4 | RU#53 | SJA06EDR-ADMSD | NETWORK SERVICES | Cisco Systems | Catalyst 2960 | WS-C2960-48TC-L | CICO343 | FOC1427W4UX |  | 10.122.64.14 | Jul 23 2014 7:42PM
San Jose | San Jose -> ATEDR -> ROW D -> D-4 | D-4 | RU#52 | CONATEDR2 | DATA CENTER OPERATIONS | Raritan Computer | Dominion SX | DSX32 | RCI075 | WA02500021 |  | 10.122.68.28 | Jul 23 2014 7:42PM
San Jose | San Jose -> ATEDR -> ROW D -> D-4 | D-4 | RU#50 | blanking panel |  | APC | NetShelter | AR8101BLK-2U | APC970 |  |  |  | Apr 30 2015 5:51PM
San Jose | San Jose -> ATEDR -> ROW D -> D-4 | D-4 | RU#46 | blanking panel |  | APC | NetShelter | AR8101BLK-4U | APC971 |  |  |  | Apr 30 2015 5:51PM
San Jose | San Jose -> ATEDR -> ROW D -> D-4 | D-4 | RU#44 | blanking panel |  | APC | NetShelter | AR8101BLK-2U | APC970 |  |  |  | Apr 30 2015 5:51PM
San Jose | San Jose -> ATEDR -> ROW D -> D-4 | D-4 | RU#42 | blanking panel |  | APC | NetShelter | AR8101BLK-2U | APC970 |  |  |  | Nov 24 2014 6:54PM
San Jose | San Jose -> ATEDR -> ROW D -> D-4 | D-4 | RU#32 | blanking panel |  | APC | NetShelter | AR8101BLK-4U | APC971 |  |  |  | Nov 24 2014 6:54PM
San Jose | San Jose -> ATEDR -> ROW D -> D-4 | D-4 | RU#28 | ILCOMPF0 |  | iStarUSA Computer | E Storage Server Series | E4M20 | ISTR015 |  |  |  | May 18 2016 3:42PM
San Jose | San Jose -> ATEDR -> ROW D -> D-4 | D-4 | RU#24 | ILCOMPF1 |  | iStarUSA Computer | E Storage Server Series | E4M20 | ISTR015 |  |  |  | May 18 2016 3:42PM
San Jose | San Jose -> ATEDR -> ROW D -> D-4 | D-4 | RU#20 | ILCOMPF2 |  | iStarUSA Computer | E Storage Server Series | E4M20 | ISTR015 |  |  |  | May 18 2016 3:42PM
San Jose | San Jose -> ATEDR -> ROW D -> D-4 | D-4 | RU#16 | ILCOMPF3 |  | iStarUSA Computer | E Storage Server Series | E4M20 | ISTR015 |  |  |  | May 18 2016 3:42PM
San Jose | San Jose -> ATEDR -> ROW D -> D-4 | D-4 | RU#12 | CTL-DISK1 |  | iStarUSA Computer | E Storage Server Series | E4M20 | ISTR015 |  |  | 10.122.68.6 | May 18 2016 11:06AM
San Jose | San Jose -> ATEDR -> ROW D -> D-4 | D-4 | RU#09 | DEVBOX4 |  | ASUSTeK Computer | Server System | ESC4000 G3 | ASUS380 | 154258-1 |  |  | May 25 2016 5:26PM
San Jose | San Jose -> ATEDR -> ROW D -> D-5 | D-5 | RU#01 | blanking panel |  | APC | NetShelter | AR8101BLK-8U | APC972 |  |  |  | Jul 23 2014 7:42PM
San Jose | San Jose -> ATEDR -> ROW D -> D-5 | D-5 | InOutPlug#2 | ATSRD5PDUB | DATA CENTER OPERATIONS | Raritan Computer | Dominion PX | PX-5522 | RCI293 | QB63850031 |  | 10.122.64.143 | Jul 23 2014 7:42PM
San Jose | San Jose -> ATEDR -> ROW D -> D-5 | D-5 | InOutPlug#1 | ATSRD5PDUA | DATA CENTER OPERATIONS | Raritan Computer | Dominion PX | PX-5522 | RCI293 | QB63850061 |  | 10.122.64.142 | Jul 23 2014 7:42PM
San Jose | San Jose -> ATEDR -> ROW D -> D-5 | D-5 | RU#53 | SJA06EDRTOR-D-SB | NETWORK SERVICES | Cisco Systems | Catalyst 4900 | WS-C4948 | CISO711 | FOX1317G1Q5 |  | 10.122.64.41 | Jul 23 2014 7:43PM
San Jose | San Jose -> ATEDR -> ROW D -> D-5 | D-5 | RU#50 | blanking panel |  | APC | NetShelter | AR8101BLK-3U | APCC280 |  |  |  | Apr 30 2015 5:51PM
San Jose | San Jose -> ATEDR -> ROW D -> D-5 | D-5 | RU#46 | blanking panel |  | APC | NetShelter | AR8101BLK-4U | APC971 |  |  |  | Apr 30 2015 5:51PM
San Jose | San Jose -> ATEDR -> ROW D -> D-5 | D-5 | RU#45 | blanking panel |  | APC | NetShelter | AR8101BLK-1U | APC969 |  |  |  | Apr 30 2015 5:51PM
San Jose | San Jose -> ATEDR -> ROW D -> D-5 | D-5 | RU#41 | blanking panel |  | APC | NetShelter | AR8101BLK-4U | APC971 |  |  |  | Jul 23 2014 7:42PM
San Jose | San Jose -> ATEDR -> ROW D -> D-5 | D-5 | RU#33 | blanking panel |  | APC | NetShelter | AR8101BLK-8U | APC972 |  |  |  | Nov 25 2014 12:53PM
San Jose | San Jose -> ATEDR -> ROW D -> D-5 | D-5 | RU#25 | blanking panel |  | APC | NetShelter | AR8101BLK-8U | APC972 |  |  |  | Nov 25 2014 12:53PM
San Jose | San Jose -> ATEDR -> ROW D -> D-5 | D-5 | RU#17 | blanking panel |  | APC | NetShelter | AR8101BLK-8U | APC972 |  |  |  | Jul 23 2014 7:42PM
San Jose | San Jose -> ATEDR -> ROW D -> D-5 | D-5 | RU#09 | blanking panel |  | APC | NetShelter | AR8101BLK-8U | APC972 |  |  |  | Jul 23 2014 7:42PM
San Jose | San Jose -> ATEDR -> ROW D -> D-6 | D-6 | RU#01 | blanking panel |  | APC | NetShelter | AR8101BLK-8U | APC972 |  |  |  | Jul 23 2014 7:43PM
San Jose | San Jose -> ATEDR -> ROW D -> D-6 | D-6 | InOutPlug#2 | ATSRD6PDUB | DATA CENTER OPERATIONS | Raritan Computer | Dominion PX | PX-5522 | RCI293 | QB63850033 |  | 10.122.64.69 | Jul 23 2014 7:43PM
San Jose | San Jose -> ATEDR -> ROW D -> D-6 | D-6 | InOutPlug#1 | ATSRD6PDUA | DATA CENTER OPERATIONS | Raritan Computer | Dominion PX | PX-5522 | RCI293 | QB63850016 |  | 10.122.64.68 | Jul 23 2014 7:43PM
San Jose | San Jose -> ATEDR -> ROW D -> D-6 | D-6 | RU#53 | SJA06EDRTOR-D-SD | NETWORK SERVICES | Cisco Systems | Catalyst 4900 | WS-C4948E-F | CSCY593 | CAT1839S27Y | 6002726 | 10.122.64.43 | Feb 27 2015 6:22PM
San Jose | San Jose -> ATEDR -> ROW D -> D-6 | D-6 | RU#50 | blanking panel |  | APC | NetShelter | AR8101BLK-3U | APCC280 |  |  |  | Apr 30 2015 5:51PM
San Jose | San Jose -> ATEDR -> ROW D -> D-6 | D-6 | RU#46 | blanking panel |  | APC | NetShelter | AR8101BLK-4U | APC971 |  |  |  | Apr 30 2015 5:51PM
San Jose | San Jose -> ATEDR -> ROW D -> D-6 | D-6 | RU#45 | blanking panel |  | APC | NetShelter | AR8101BLK-1U | APC969 |  |  |  | Apr 30 2015 5:51PM
San Jose | San Jose -> ATEDR -> ROW D -> D-6 | D-6 | RU#44 | blanking panel |  | APC | NetShelter | AR8101BLK-1U | APC969 |  |  |  | Feb 27 2015 6:22PM
San Jose | San Jose -> ATEDR -> ROW D -> D-6 | D-6 | RU#42 | SJ2HPC31 |  | Dell Computer | PowerEdge R-Series | PowerEdge R720-3.5 Drive | DELC971 | CL14J02 |  |  | Sep 16 2014 7:23PM
San Jose | San Jose -> ATEDR -> ROW D -> D-6 | D-6 | RU#40 | SJ2HPC32 |  | Dell Computer | PowerEdge R-Series | PowerEdge R720-3.5 Drive | DELC971 | CKZ6J02 |  |  | Sep 16 2014 7:23PM
San Jose | San Jose -> ATEDR -> ROW D -> D-6 | D-6 | RU#38 | SJ2HPC33 |  | Dell Computer | PowerEdge R-Series | PowerEdge R720-3.5 Drive | DELC971 | CL24J02 |  |  | Sep 16 2014 7:23PM
San Jose | San Jose -> ATEDR -> ROW D -> D-6 | D-6 | RU#37 | blanking panel |  | APC | NetShelter | AR8101BLK-1U | APC969 |  |  |  | Feb 27 2015 6:22PM
San Jose | San Jose -> ATEDR -> ROW D -> D-6 | D-6 | RU#33 | blanking panel |  | APC | NetShelter | AR8101BLK-4U | APC971 |  |  |  | Nov 25 2014 12:47PM
San Jose | San Jose -> ATEDR -> ROW D -> D-6 | D-6 | RU#25 | blanking panel |  | APC | NetShelter | AR8107BLK-8U | APC977 |  |  |  | Sep 16 2014 7:23PM
San Jose | San Jose -> ATEDR -> ROW D -> D-6 | D-6 | RU#17 | blanking panel |  | APC | NetShelter | AR8107BLK-8U | APC977 |  |  |  | Sep 16 2014 7:23PM
San Jose | San Jose -> ATEDR -> ROW D -> D-6 | D-6 | RU#09 | blanking panel |  | APC | NetShelter | AR8101BLK-8U | APC972 |  |  |  | Jul 23 2014 7:43PM
San Jose | San Jose -> ATEDR -> ROW D -> D-7 | D-7 | RU#01 | blanking panel |  | APC | NetShelter | AR8101BLK-8U | APC972 |  |  |  | Jul 23 2014 7:43PM
San Jose | San Jose -> ATEDR -> ROW D -> D-7 | D-7 | InOutPlug#2 | ATSRD7PDUB | DATA CENTER OPERATIONS | Raritan Computer | Dominion PX | PX-5522 | RCI293 | QB63850041 |  | 10.122.64.71 | Jul 23 2014 7:43PM
San Jose | San Jose -> ATEDR -> ROW D -> D-7 | D-7 | InOutPlug#1 | ATSRD7PDUA | DATA CENTER OPERATIONS | Raritan Computer | Dominion PX | PX-5522 | RCI293 | QB63850059 |  | 10.122.64.70 | Jul 23 2014 7:43PM
San Jose | San Jose -> ATEDR -> ROW D -> D-7 | D-7 | RU#53 | SJA06EDR-ADMSD-2 | NETWORK SERVICES | Cisco Systems | Catalyst 2960 | WS-C2960G-48TC-L | CICO640 | FCW1825S46A |  | 10.122.64.20 | Feb 27 2015 1:14PM
San Jose | San Jose -> ATEDR -> ROW D -> D-7 | D-7 | RU#50 | blanking panel |  | APC | NetShelter | AR8101BLK-3U | APCC280 |  |  |  | Apr 30 2015 5:51PM
San Jose | San Jose -> ATEDR -> ROW D -> D-7 | D-7 | RU#46 | blanking panel |  | APC | NetShelter | AR8101BLK-4U | APC971 |  |  |  | Apr 30 2015 5:51PM
San Jose | San Jose -> ATEDR -> ROW D -> D-7 | D-7 | RU#45 | blanking panel |  | APC | NetShelter | AR8101BLK-1U | APC969 |  |  |  | Apr 30 2015 5:51PM
San Jose | San Jose -> ATEDR -> ROW D -> D-7 | D-7 | RU#44 | blanking panel |  | APC | NetShelter | AR8101BLK-1U | APC969 |  |  |  | Feb 27 2015 1:14PM
San Jose | San Jose -> ATEDR -> ROW D -> D-7 | D-7 | RU#42 | SJ2HPC21 | LAB SERVICES | Dell Computer | PowerEdge R-Series | PowerEdge R720xd-3.5 Drive | DELC964 | 16LGH02 | 3131367 | 10.122.68.65 | Jul 23 2014 7:44PM
San Jose | San Jose -> ATEDR -> ROW D -> D-7 | D-7 | RU#40 | SJ2HPC22 | LAB SERVICES | Dell Computer | PowerEdge R-Series | PowerEdge R720xd-3.5 Drive | DELC964 | 16KBH02 | 3131368 | 10.122.68.66 | Jul 23 2014 7:44PM
San Jose | San Jose -> ATEDR -> ROW D -> D-7 | D-7 | RU#38 | SJ2HPC23 | LAB SERVICES | Dell Computer | PowerEdge R-Series | PowerEdge R720xd-3.5 Drive | DELC964 | 16B9H02 | 3131370 | 10.122.68.67 | Jul 23 2014 7:44PM
San Jose | San Jose -> ATEDR -> ROW D -> D-7 | D-7 | RU#36 | SJ2HPC24 |  | Dell Computer | PowerEdge R-Series | PowerEdge R720-3.5 Drive | DELC971 | CKY9J02 |  |  | Sep 16 2014 7:23PM
San Jose | San Jose -> ATEDR -> ROW D -> D-7 | D-7 | RU#34 | SJ2HPC25 |  | Dell Computer | PowerEdge R-Series | PowerEdge R720-3.5 Drive | DELC971 | CL08J02 |  |  | Sep 16 2014 7:23PM
San Jose | San Jose -> ATEDR -> ROW D -> D-7 | D-7 | RU#32 | SJ2HPC26 |  | Dell Computer | PowerEdge R-Series | PowerEdge R720-3.5 Drive | DELC971 | CL25J02 |  |  | Sep 16 2014 7:23PM
San Jose | San Jose -> ATEDR -> ROW D -> D-7 | D-7 | RU#30 | SJ2HPC27 |  | Dell Computer | PowerEdge R-Series | PowerEdge R720-3.5 Drive | DELC971 | CKZ3J02 |  |  | Sep 16 2014 7:23PM
San Jose | San Jose -> ATEDR -> ROW D -> D-7 | D-7 | RU#28 | SJ2HPC28 |  | Dell Computer | PowerEdge R-Series | PowerEdge R720-3.5 Drive | DELC971 | CL04J02 |  |  | Sep 16 2014 7:23PM
San Jose | San Jose -> ATEDR -> ROW D -> D-7 | D-7 | RU#26 | SJ2HPC29 |  | Dell Computer | PowerEdge R-Series | PowerEdge R720-3.5 Drive | DELC971 | CKZ7J02 |  |  | Sep 16 2014 7:23PM
San Jose | San Jose -> ATEDR -> ROW D -> D-7 | D-7 | RU#24 | SJ2HPC30 |  | Dell Computer | PowerEdge R-Series | PowerEdge R720-3.5 Drive | DELC971 | CKY8J02 |  |  | Sep 16 2014 7:23PM
San Jose | San Jose -> ATEDR -> ROW D -> D-7 | D-7 | RU#23 | blanking panel |  | APC | NetShelter | AR8101BLK-1U | APC969 |  |  |  | Jul 23 2014 7:43PM
San Jose | San Jose -> ATEDR -> ROW D -> D-7 | D-7 | RU#21 | blanking panel |  | APC | NetShelter | AR8101BLK-2U | APC970 |  |  |  | Jul 23 2014 7:43PM
San Jose | San Jose -> ATEDR -> ROW D -> D-7 | D-7 | RU#17 | blanking panel |  | APC | NetShelter | AR8101BLK-4U | APC971 |  |  |  | Jul 23 2014 7:43PM
San Jose | San Jose -> ATEDR -> ROW D -> D-7 | D-7 | RU#09 | blanking panel |  | APC | NetShelter | AR8101BLK-8U | APC972 |  |  |  | Jul 23 2014 7:43PM
San Jose | San Jose -> ATEDR -> ROW D -> D-8 | D-8 | RU#01 | blanking panel |  | APC | NetShelter | AR8101BLK-8U | APC972 |  |  |  | Jul 23 2014 7:44PM
San Jose | San Jose -> ATEDR -> ROW D -> D-8 | D-8 | InOutPlug#2 | ATSRD8PDUB | DATA CENTER OPERATIONS | Raritan Computer | Dominion PX | PX-5522 | RCI293 | QB63850036 |  |  | Jul 23 2014 7:44PM
San Jose | San Jose -> ATEDR -> ROW D -> D-8 | D-8 | InOutPlug#1 | ATSRD8PDUA | DATA CENTER OPERATIONS | Raritan Computer | Dominion PX | PX-5522 | RCI293 | QB63850034 |  | 10.122.64.72 | Jul 23 2014 7:44PM
San Jose | San Jose -> ATEDR -> ROW D -> D-8 | D-8 | RU#53 | SJA06EDRTOR-D-SC | NETWORK SERVICES | Cisco Systems | Catalyst 4900 | WS-C4948 | CISO711 | FOX1346H4HS |  | 10.122.64.42 | Jul 23 2014 7:46PM
San Jose | San Jose -> ATEDR -> ROW D -> D-8 | D-8 | RU#50 | blanking panel |  | APC | NetShelter | AR8101BLK-3U | APCC280 |  |  |  | Apr 30 2015 5:51PM
San Jose | San Jose -> ATEDR -> ROW D -> D-8 | D-8 | RU#46 | blanking panel |  | APC | NetShelter | AR8101BLK-4U | APC971 |  |  |  | Apr 30 2015 5:51PM
San Jose | San Jose -> ATEDR -> ROW D -> D-8 | D-8 | RU#44 | SJ2HPC11 | LAB SERVICES | Dell Computer | PowerEdge R-Series | PowerEdge R720xd-3.5 Drive | DELC964 | 16LBH02 | 3131369 | 10.122.68.55 | Jul 23 2014 7:46PM
San Jose | San Jose -> ATEDR -> ROW D -> D-8 | D-8 | RU#42 | SJ2HPC12 | LAB SERVICES | Dell Computer | PowerEdge R-Series | PowerEdge R720xd-3.5 Drive | DELC964 | 16CFH02 | 3131379 | 10.122.68.56 | Jul 23 2014 7:46PM
San Jose | San Jose -> ATEDR -> ROW D -> D-8 | D-8 | RU#40 | SJ2HPC13 | LAB SERVICES | Dell Computer | PowerEdge R-Series | PowerEdge R720xd-3.5 Drive | DELC964 | 16DBH02 | 3131377 | 10.122.68.57 | Jul 23 2014 7:46PM
San Jose | San Jose -> ATEDR -> ROW D -> D-8 | D-8 | RU#38 | SJ2HPC14 | LAB SERVICES | Dell Computer | PowerEdge R-Series | PowerEdge R720xd-3.5 Drive | DELC964 | 16CCH02 | 3131371 | 10.122.68.58 | Jul 23 2014 7:46PM
San Jose | San Jose -> ATEDR -> ROW D -> D-8 | D-8 | RU#36 | SJ2HPC15 | LAB SERVICES | Dell Computer | PowerEdge R-Series | PowerEdge R720xd-3.5 Drive | DELC964 | 16BBH02 | 3131376 | 10.122.68.59 | Jul 23 2014 7:45PM
San Jose | San Jose -> ATEDR -> ROW D -> D-8 | D-8 | RU#34 | SJ2HPC16 | LAB SERVICES | Dell Computer | PowerEdge R-Series | PowerEdge R720xd-3.5 Drive | DELC964 | 169BH02 | 3131372 | 10.122.68.60 | Jul 23 2014 7:45PM
San Jose | San Jose -> ATEDR -> ROW D -> D-8 | D-8 | RU#32 | SJ2HPC17 | LAB SERVICES | Dell Computer | PowerEdge R-Series | PowerEdge R720xd-3.5 Drive | DELC964 | 169GH02 | 3131375 | 10.122.68.61 | Jul 23 2014 7:45PM
San Jose | San Jose -> ATEDR -> ROW D -> D-8 | D-8 | RU#30 | SJ2HPC18 | LAB SERVICES | Dell Computer | PowerEdge R-Series | PowerEdge R720xd-3.5 Drive | DELC964 | 16CBH02 | 3131374 | 10.122.68.62 | Jul 23 2014 7:45PM
San Jose | San Jose -> ATEDR -> ROW D -> D-8 | D-8 | RU#28 | SJ2HPC19 | LAB SERVICES | Dell Computer | PowerEdge R-Series | PowerEdge R720xd-3.5 Drive | DELC964 | 16DCH02 | 3131378 | 10.122.68.63 | Jul 23 2014 7:45PM
San Jose | San Jose -> ATEDR -> ROW D -> D-8 | D-8 | RU#26 | SJ2HPC20 | LAB SERVICES | Dell Computer | PowerEdge R-Series | PowerEdge R720xd-3.5 Drive | DELC964 | 16F8H02 | 3131373 | 10.122.68.63 | Jul 23 2014 7:45PM
San Jose | San Jose -> ATEDR -> ROW D -> D-8 | D-8 | RU#25 | blanking panel |  | APC | NetShelter | AR8101BLK-1U | APC969 |  |  |  | Jul 23 2014 7:44PM
San Jose | San Jose -> ATEDR -> ROW D -> D-8 | D-8 | RU#17 | blanking panel |  | APC | NetShelter | AR8101BLK-8U | APC972 |  |  |  | Apr 30 2015 5:51PM
San Jose | San Jose -> ATEDR -> ROW D -> D-8 | D-8 | RU#09 | blanking panel |  | APC | NetShelter | AR8101BLK-8U | APC972 |  |  |  | Apr 30 2015 5:51PM
San Jose | San Jose -> ATEDR -> ROW D -> D-9 | D-9 | RU#01 | DRM-MAC-BUILD1 & DRM-MAC-BUILD2 |  | Generic Equipment Set | Shelf | 19 Inch 1U Shelf | GENR944 |  |  |  | Nov 5 2015 5:05PM
San Jose | San Jose -> ATEDR -> ROW D -> D-9 | D-9 | InOutPlug#2 | ATSRD9PDUb |  | Raritan Computer | Dominion PX | PX-5522 | RCI293 | QB63850020 |  |  | Nov 5 2015 4:22PM
San Jose | San Jose -> ATEDR -> ROW D -> D-9 | D-9 | InOutPlug#1 | ATSRD9PDUA |  | Raritan Computer | Dominion PX | PX-5522 | RCI293 | QB63850060 |  |  | Nov 5 2015 4:22PM
San Jose | San Jose -> ATEDR -> ROW D -> D-9 | D-9 | RU#50 | blanking panel |  | APC | NetShelter | AR8101BLK-4U | APC971 |  |  |  | Nov 5 2015 5:28PM
San Jose | San Jose -> ATEDR -> ROW D -> D-9 | D-9 | RU#49 | ATSR-EVMON POWERSUPPLY | DATA CENTER OPERATIONS | AKCP | Power Supplies | X40 | AKCP005 |  |  |  | Jul 23 2014 6:26PM
San Jose | San Jose -> ATEDR -> ROW D -> D-9 | D-9 | RU#46 | ATSR-EVMON | DATA CENTER OPERATIONS | Belkin Components | OmniView | F1D108-OSD | BELK012 | AKCP0103200402SP8X60 |  | 10.122.64.10 | Jul 23 2014 6:26PM
San Jose | San Jose -> ATEDR -> ROW D -> D-9 | D-9 | RU#42 | blanking panel |  | APC | NetShelter | AR8101BLK-4U | APC971 |  |  |  | Nov 5 2015 5:28PM
San Jose | San Jose -> ATEDR -> ROW D -> D-9 | D-9 | RU#38 | blanking panel |  | APC | NetShelter | AR8101BLK-4U | APC971 |  |  |  | Nov 5 2015 5:28PM
San Jose | San Jose -> ATEDR -> ROW D -> D-9 | D-9 | RU#34 | blanking panel |  | APC | NetShelter | AR8101BLK-4U | APC971 |  |  |  | Nov 5 2015 5:28PM
San Jose | San Jose -> ATEDR -> ROW D -> D-9 | D-9 | RU#30 | blanking panel |  | APC | NetShelter | AR8101BLK-4U | APC971 |  |  |  | Nov 5 2015 5:28PM
San Jose | San Jose -> ATEDR -> ROW D -> D-9 | D-9 | RU#13 | DRM-WIN-BUILD4 & DRM-MAC-BUILD3 |  | Generic Equipment Set | Shelf | 19 Inch 1U Shelf | GENR944 |  |  |  | Nov 5 2015 5:05PM
San Jose | San Jose -> ATEDR -> ROW D -> D-9 -> DRM-MAC-BUILD1 & DRM-MAC-BUILD2 | DRM-MAC-BUILD1 & DRM-MAC-BUILD2 | InOutPlug#7 | DRM-MAC-BUILD1 | LAB SERVICES | Apple Computer | Mac | MacPro | APPL165 | G89070BVXYL |  | 10.122.68.20 | Jul 23 2014 7:47PM
San Jose | San Jose -> ATEDR -> ROW D -> D-9 -> DRM-MAC-BUILD1 & DRM-MAC-BUILD2 | DRM-MAC-BUILD1 & DRM-MAC-BUILD2 | InOutPlug#1 | DRM-MAC-BUILD2 | LAB SERVICES | Apple Computer | Mac | MacPro | APPL165 | G883700QXYK |  | 10.122.68.21 | Jul 23 2014 7:47PM
San Jose | San Jose -> ATEDR -> ROW D -> D-9 -> DRM-WIN-BUILD4 & DRM-MAC-BUILD3 | DRM-WIN-BUILD4 & DRM-MAC-BUILD3 | InOutPlug#7 | DRM-MAC-BUILD3 | LAB SERVICES | Apple Computer | Mac | MacPro | APPL165 | G8823523XYK |  | 10.122.68.22 | Jul 23 2014 7:47PM
San Jose | San Jose -> ATEDR -> ROW D -> D-9 -> DRM-WIN-BUILD4 & DRM-MAC-BUILD3 | DRM-WIN-BUILD4 & DRM-MAC-BUILD3 | InOutPlug#1 | DRM-WIN-BUILD4 |  | Hewlett-Packard | Pavilion | E9280T | HEPK241 | MXX943039V |  | 10.122.68.51 | Jul 29 2014 10:46AM
San Jose | San Jose -> ATEDR -> ROW E -> E-1 | E-1 | RU#01 | blanking panel |  | APC | NetShelter | AR8101BLK-8U | APC972 |  |  |  | Nov 3 2015 3:54PM
San Jose | San Jose -> ATEDR -> ROW E -> E-1 | E-1 | InOutPlug#2 | ATSRE1PDUA | DATA CENTER OPERATIONS | Raritan Computer | Dominion PX | PX-5522 | RCI293 | QB64450014 |  | 10.122.78.50 | Nov 3 2015 3:54PM
San Jose | San Jose -> ATEDR -> ROW E -> E-1 | E-1 | InOutPlug#1 | ATSRE1PDUB | DATA CENTER OPERATIONS | Raritan Computer | Dominion PX | PX-5522 | RCI293 | QB64450052 |  | 10.122.78.51 | Nov 3 2015 3:54PM
San Jose | San Jose -> ATEDR -> ROW E -> E-1 | E-1 | RU#53 | blanking panel |  | APC | NetShelter | AR8101BLK-1U | APC969 |  |  |  | Nov 3 2015 3:54PM
San Jose | San Jose -> ATEDR -> ROW E -> E-1 | E-1 | RU#49 | blanking panel |  | APC | NetShelter | AR8101BLK-4U | APC971 |  |  |  | Nov 3 2015 3:54PM
San Jose | San Jose -> ATEDR -> ROW E -> E-1 | E-1 | RU#48 | blanking panel |  | APC | NetShelter | AR8101BLK-1U | APC969 |  |  |  | Jan 20 2016 3:25PM
San Jose | San Jose -> ATEDR -> ROW E -> E-1 | E-1 | RU#46 | SJA06EDRTOR-E-1 | NETWORK SERVICES | Cisco Systems | Nexus 9000 Series | N9K-C93120TX | CSSY815 | SAL1942RGJ7 | 100214475 | VLAN 77, 10.122.77.20 | Dec 15 2015 5:20PM
San Jose | San Jose -> ATEDR -> ROW E -> E-1 | E-1 | RU#45 | blanking panel |  | APC | NetShelter | AR8101BLK-1U | APC969 |  |  |  | Jan 20 2016 3:25PM
San Jose | San Jose -> ATEDR -> ROW E -> E-1 | E-1 | RU#40 | PHCI-MAC-191 - 198 |  | MK 1 Manufacturing | MMR | MMR-2G-5URS | MK1M003 |  |  |  | Mar 24 2016 11:59AM
San Jose | San Jose -> ATEDR -> ROW E -> E-1 | E-1 | RU#34 | PHCI-MAC-199 - 206 |  | MK 1 Manufacturing | MMR | MMR-2G-5URS | MK1M003 |  |  |  | Mar 24 2016 11:59AM
San Jose | San Jose -> ATEDR -> ROW E -> E-1 | E-1 | RU#28 | PHCI-MAC-207 - 210 |  | MK 1 Manufacturing | MMR | MMR-2G-5URS | MK1M003 |  |  |  | Mar 24 2016 11:59AM
San Jose | San Jose -> ATEDR -> ROW E -> E-1 | E-1 | RU#17 | blanking panel |  | APC | NetShelter | AR8101BLK-8U | APC972 |  |  |  | Nov 3 2015 3:54PM
San Jose | San Jose -> ATEDR -> ROW E -> E-1 | E-1 | RU#09 | blanking panel |  | APC | NetShelter | AR8101BLK-8U | APC972 |  |  |  | Nov 3 2015 3:54PM
San Jose | San Jose -> ATEDR -> ROW E -> E-1 -> PHCI-MAC-191 - 198 | PHCI-MAC-191 - 198 | InOutPlug#8 | PHCI-MAC-198 |  | Apple Computer | Mac | Mac Mini - Vertical | APPL206 | SC07R60BEG1J2 | 6078487 |  | Mar 24 2016 11:59AM
San Jose | San Jose -> ATEDR -> ROW E -> E-1 -> PHCI-MAC-191 - 198 | PHCI-MAC-191 - 198 | InOutPlug#7 | PHCI-MAC-197 |  | Apple Computer | Mac | Mac Mini - Vertical | APPL206 | SC07R60ELG1J2 | 6078489 |  | Mar 24 2016 11:59AM
San Jose | San Jose -> ATEDR -> ROW E -> E-1 -> PHCI-MAC-191 - 198 | PHCI-MAC-191 - 198 | InOutPlug#6 | PHCI-MAC-196 |  | Apple Computer | Mac | Mac Mini - Vertical | APPL206 | SC07R60JDG1J2 | 6077002 |  | Mar 24 2016 11:59AM
San Jose | San Jose -> ATEDR -> ROW E -> E-1 -> PHCI-MAC-191 - 198 | PHCI-MAC-191 - 198 | InOutPlug#5 | PHCI-MAC-195 |  | Apple Computer | Mac | Mac Mini - Vertical | APPL206 | SC07R605GG1J2 | 6078495 |  | Mar 24 2016 11:59AM
San Jose | San Jose -> ATEDR -> ROW E -> E-1 -> PHCI-MAC-191 - 198 | PHCI-MAC-191 - 198 | InOutPlug#4 | PHCI-MAC-194 |  | Apple Computer | Mac | Mac Mini - Vertical | APPL206 | SC07R60CLG1J2 | 6078492 |  | Mar 24 2016 11:59AM
San Jose | San Jose -> ATEDR -> ROW E -> E-1 -> PHCI-MAC-191 - 198 | PHCI-MAC-191 - 198 | InOutPlug#3 | PHCI-MAC-193 |  | Apple Computer | Mac | Mac Mini - Vertical | APPL206 | SC07R60AVG1J2 | 6078498 |  | Mar 24 2016 11:59AM
San Jose | San Jose -> ATEDR -> ROW E -> E-1 -> PHCI-MAC-191 - 198 | PHCI-MAC-191 - 198 | InOutPlug#2 | PHCI-MAC-192 |  | Apple Computer | Mac | Mac Mini - Vertical | APPL206 | SC07R60JCG1J2 | 6078482 |  | Mar 24 2016 11:59AM
San Jose | San Jose -> ATEDR -> ROW E -> E-1 -> PHCI-MAC-191 - 198 | PHCI-MAC-191 - 198 | InOutPlug#1 | PHCI-MAC-191 |  | Apple Computer | Mac | Mac Mini - Vertical | APPL206 | SC07R60EQG1J2 | 6078490 |  | Mar 24 2016 11:59AM
San Jose | San Jose -> ATEDR -> ROW E -> E-1 -> PHCI-MAC-199 - 206 | PHCI-MAC-199 - 206 | InOutPlug#8 | PHCI-MAC-206 |  | Apple Computer | Mac | Mac Mini - Vertical | APPL206 | SC07R60A8G1J2 | 6078483 |  | Mar 24 2016 11:59AM
San Jose | San Jose -> ATEDR -> ROW E -> E-1 -> PHCI-MAC-199 - 206 | PHCI-MAC-199 - 206 | InOutPlug#7 | PHCI-MAC-205 |  | Apple Computer | Mac | Mac Mini - Vertical | APPL206 | SC07R60A9G1J2 | 6078496 |  | Mar 24 2016 11:59AM
San Jose | San Jose -> ATEDR -> ROW E -> E-1 -> PHCI-MAC-199 - 206 | PHCI-MAC-199 - 206 | InOutPlug#6 | PHCI-MAC-204 |  | Apple Computer | Mac | Mac Mini - Vertical | APPL206 | SC07R60AYG1J2 | 6078485 |  | Mar 24 2016 11:59AM
San Jose | San Jose -> ATEDR -> ROW E -> E-1 -> PHCI-MAC-199 - 206 | PHCI-MAC-199 - 206 | InOutPlug#5 | PHCI-MAC-203 |  | Apple Computer | Mac | Mac Mini - Vertical | APPL206 | SC07R60E9G1J2 | 6078497 |  | Mar 24 2016 11:59AM
San Jose | San Jose -> ATEDR -> ROW E -> E-1 -> PHCI-MAC-199 - 206 | PHCI-MAC-199 - 206 | InOutPlug#4 | PHCI-MAC-202 |  | Apple Computer | Mac | Mac Mini - Vertical | APPL206 | SC07R60B0G1J2 | 6078484 |  | Mar 24 2016 11:59AM
San Jose | San Jose -> ATEDR -> ROW E -> E-1 -> PHCI-MAC-199 - 206 | PHCI-MAC-199 - 206 | InOutPlug#3 | PHCI-MAC-201 |  | Apple Computer | Mac | Mac Mini - Vertical | APPL206 | SC07R60E7G1J2 | 6078494 |  | Mar 24 2016 11:59AM
San Jose | San Jose -> ATEDR -> ROW E -> E-1 -> PHCI-MAC-199 - 206 | PHCI-MAC-199 - 206 | InOutPlug#2 | PHCI-MAC-200 |  | Apple Computer | Mac | Mac Mini - Vertical | APPL206 | SC07R50WRG1J2 | 6074712 |  | Mar 24 2016 11:59AM
San Jose | San Jose -> ATEDR -> ROW E -> E-1 -> PHCI-MAC-199 - 206 | PHCI-MAC-199 - 206 | InOutPlug#1 | PHCI-MAC-199 |  | Apple Computer | Mac | Mac Mini - Vertical | APPL206 | SC07R60B7G1J2 | 6078491 |  | Mar 24 2016 11:59AM
San Jose | San Jose -> ATEDR -> ROW E -> E-1 -> PHCI-MAC-207 - 210 | PHCI-MAC-207 - 210 | InOutPlug#4 | PHCI-MAC-210 |  | Apple Computer | Mac | Mac Mini - Vertical | APPL206 | SC07R60JBG1J2 | 6078493 |  | Mar 24 2016 11:59AM
San Jose | San Jose -> ATEDR -> ROW E -> E-1 -> PHCI-MAC-207 - 210 | PHCI-MAC-207 - 210 | InOutPlug#3 | PHCI-MAC-209 |  | Apple Computer | Mac | Mac Mini - Vertical | APPL206 | SC07R60BFG1J2 | 6078486 |  | Mar 24 2016 11:59AM
San Jose | San Jose -> ATEDR -> ROW E -> E-1 -> PHCI-MAC-207 - 210 | PHCI-MAC-207 - 210 | InOutPlug#2 | PHCI-MAC-208 |  | Apple Computer | Mac | Mac Mini - Vertical | APPL206 | SC07R50X6G1J2 | 6074711 |  | Mar 24 2016 11:59AM
San Jose | San Jose -> ATEDR -> ROW E -> E-1 -> PHCI-MAC-207 - 210 | PHCI-MAC-207 - 210 | InOutPlug#1 | PHCI-MAC-207 |  | Apple Computer | Mac | Mac Mini - Vertical | APPL206 | SC07R60EKG1J2 | 6078499 |  | Mar 24 2016 11:59AM
San Jose | San Jose -> ATEDR -> ROW E -> E-2 | E-2 | RU#01 | blanking panel |  | APC | NetShelter | AR8101BLK-8U | APC972 |  |  |  | Nov 3 2015 3:54PM
San Jose | San Jose -> ATEDR -> ROW E -> E-2 | E-2 | InOutPlug#2 | ATSRE2PDUA | DATA CENTER OPERATIONS | Raritan Computer | Dominion PX | PX-5522 | RCI293 | QB64450042 |  | 10.122.78.52 | Nov 3 2015 3:54PM
San Jose | San Jose -> ATEDR -> ROW E -> E-2 | E-2 | InOutPlug#1 | ATSRE2PDUB | DATA CENTER OPERATIONS | Raritan Computer | Dominion PX | PX-5522 | RCI293 | QB64450101 |  | 10.122.78.53 | Nov 3 2015 3:54PM
San Jose | San Jose -> ATEDR -> ROW E -> E-2 | E-2 | RU#53 | blanking panel |  | APC | NetShelter | AR8101BLK-1U | APC969 |  |  |  | Nov 3 2015 3:54PM
San Jose | San Jose -> ATEDR -> ROW E -> E-2 | E-2 | RU#49 | blanking panel |  | APC | NetShelter | AR8101BLK-4U | APC971 |  |  |  | Nov 3 2015 3:54PM
San Jose | San Jose -> ATEDR -> ROW E -> E-2 | E-2 | RU#47 | blanking panel |  | APC | NetShelter | AR8101BLK-2U | APC970 |  |  |  | Jan 20 2016 3:25PM
San Jose | San Jose -> ATEDR -> ROW E -> E-2 | E-2 | RU#46 | SJA06EDR-ADMSE-2 | NETWORK SERVICES | Cisco Systems | Catalyst 2960-X | WS-C2960X-48TS-LL | CSSY152 | FOC1943S29S | 6061859 | VLAN 77, | Dec 14 2015 6:12PM
San Jose | San Jose -> ATEDR -> ROW E -> E-2 | E-2 | RU#45 | blanking panel |  | APC | NetShelter | AR8101BLK-1U | APC969 |  |  |  | Jan 20 2016 3:25PM
San Jose | San Jose -> ATEDR -> ROW E -> E-2 | E-2 | RU#39 | PHCI-MAC-211 - 216 |  | MK 1 Manufacturing | MPR | Mac Pro Shelf | MK1M004 |  |  |  | Mar 24 2016 12:33PM
San Jose | San Jose -> ATEDR -> ROW E -> E-2 | E-2 | RU#32 | PHCI-MAC-217 - 222 |  | MK 1 Manufacturing | MPR | Mac Pro Shelf | MK1M004 |  |  |  | Mar 24 2016 12:33PM
San Jose | San Jose -> ATEDR -> ROW E -> E-2 | E-2 | RU#25 | PHCI-MAC-223 - 228 |  | MK 1 Manufacturing | MPR | Mac Pro Shelf | MK1M004 |  |  |  | Mar 24 2016 12:33PM
San Jose | San Jose -> ATEDR -> ROW E -> E-2 | E-2 | RU#18 | PHCI-MAC-229 - 230 |  | MK 1 Manufacturing | MPR | Mac Pro Shelf | MK1M004 |  |  |  | Mar 24 2016 12:33PM
San Jose | San Jose -> ATEDR -> ROW E -> E-2 | E-2 | RU#09 | blanking panel |  | APC | NetShelter | AR8101BLK-8U | APC972 |  |  |  | Nov 3 2015 3:54PM
San Jose | San Jose -> ATEDR -> ROW E -> E-2 -> PHCI-MAC-211 - 216 | PHCI-MAC-211 - 216 | InOutPlug#6 | PHCI-MAC-216 |  | Apple Computer | Mac | Mac Pro (Quad-Core) | APPL204 | F5KR800WF694 | 100217333 |  | Mar 24 2016 12:33PM
San Jose | San Jose -> ATEDR -> ROW E -> E-2 -> PHCI-MAC-211 - 216 | PHCI-MAC-211 - 216 | InOutPlug#5 | PHCI-MAC-215 |  | Apple Computer | Mac | Mac Pro (Quad-Core) | APPL204 |  | 100217345 |  | Mar 24 2016 12:33PM
San Jose | San Jose -> ATEDR -> ROW E -> E-2 -> PHCI-MAC-211 - 216 | PHCI-MAC-211 - 216 | InOutPlug#4 | PHCI-MAC-214 |  | Apple Computer | Mac | Mac Pro (Quad-Core) | APPL204 | F5KR801NF694 | 100217324 |  | Mar 24 2016 12:33PM
San Jose | San Jose -> ATEDR -> ROW E -> E-2 -> PHCI-MAC-211 - 216 | PHCI-MAC-211 - 216 | InOutPlug#3 | PHCI-MAC-213 |  | Apple Computer | Mac | Mac Pro (Quad-Core) | APPL204 | F5KR801BF694 | 100217331 |  | Mar 24 2016 12:33PM
San Jose | San Jose -> ATEDR -> ROW E -> E-2 -> PHCI-MAC-211 - 216 | PHCI-MAC-211 - 216 | InOutPlug#2 | PHCI-MAC-212 |  | Apple Computer | Mac | Mac Pro (Quad-Core) | APPL204 | F5KR801QF694 | 100217328 |  | Mar 24 2016 12:33PM
San Jose | San Jose -> ATEDR -> ROW E -> E-2 -> PHCI-MAC-211 - 216 | PHCI-MAC-211 - 216 | InOutPlug#1 | PHCI-MAC-211 |  | Apple Computer | Mac | Mac Pro (Quad-Core) | APPL204 | F5KR801XF694 | 100217342 |  | Mar 24 2016 12:33PM
San Jose | San Jose -> ATEDR -> ROW E -> E-2 -> PHCI-MAC-217 - 222 | PHCI-MAC-217 - 222 | InOutPlug#6 | PHCI-MAC-222 |  | Apple Computer | Mac | Mac Pro (Quad-Core) | APPL204 | F5KR8021F694 | 100217325 |  | Mar 24 2016 12:33PM
San Jose | San Jose -> ATEDR -> ROW E -> E-2 -> PHCI-MAC-217 - 222 | PHCI-MAC-217 - 222 | InOutPlug#5 | PHCI-MAC-221 |  | Apple Computer | Mac | Mac Pro (Quad-Core) | APPL204 | F5KR803ZF694 | 100217347 |  | Mar 24 2016 12:33PM
San Jose | San Jose -> ATEDR -> ROW E -> E-2 -> PHCI-MAC-217 - 222 | PHCI-MAC-217 - 222 | InOutPlug#4 | PHCI-MAC-220 |  | Apple Computer | Mac | Mac Pro (Quad-Core) | APPL204 | F5KR801VF694 | 100217327 |  | Mar 24 2016 12:33PM
San Jose | San Jose -> ATEDR -> ROW E -> E-2 -> PHCI-MAC-217 - 222 | PHCI-MAC-217 - 222 | InOutPlug#3 | PHCI-MAC-219 |  | Apple Computer | Mac | Mac Pro (Quad-Core) | APPL204 | F5KR800VF694 | 100217329 |  | Mar 24 2016 12:33PM
San Jose | San Jose -> ATEDR -> ROW E -> E-2 -> PHCI-MAC-217 - 222 | PHCI-MAC-217 - 222 | InOutPlug#2 | PHCI-MAC-218 |  | Apple Computer | Mac | Mac Pro (Quad-Core) | APPL204 | F5KR8011F694 | 100217346 |  | Mar 24 2016 12:33PM
San Jose | San Jose -> ATEDR -> ROW E -> E-2 -> PHCI-MAC-217 - 222 | PHCI-MAC-217 - 222 | InOutPlug#1 | PHCI-MAC-217 |  | Apple Computer | Mac | Mac Pro (Quad-Core) | APPL204 | F5KR8010F694 | 100217344 |  | Mar 24 2016 12:33PM
San Jose | San Jose -> ATEDR -> ROW E -> E-2 -> PHCI-MAC-223 - 228 | PHCI-MAC-223 - 228 | InOutPlug#6 | PHCI-MAC-228 |  | Apple Computer | Mac | Mac Pro (Quad-Core) | APPL204 | F5KR801DF694 | 100217343 |  | Mar 24 2016 12:40PM
San Jose | San Jose -> ATEDR -> ROW E -> E-2 -> PHCI-MAC-223 - 228 | PHCI-MAC-223 - 228 | InOutPlug#5 | PHCI-MAC-227 |  | Apple Computer | Mac | Mac Pro (Quad-Core) | APPL204 | F5KR801JF694 | 100217336 |  | Mar 24 2016 12:33PM
San Jose | San Jose -> ATEDR -> ROW E -> E-2 -> PHCI-MAC-223 - 228 | PHCI-MAC-223 - 228 | InOutPlug#4 | PHCI-MAC-226 |  | Apple Computer | Mac | Mac Pro (Quad-Core) | APPL204 | F5KR801TF694 | 100217323 |  | Mar 24 2016 12:33PM
San Jose | San Jose -> ATEDR -> ROW E -> E-2 -> PHCI-MAC-223 - 228 | PHCI-MAC-223 - 228 | InOutPlug#3 | PHCI-MAC-225 |  | Apple Computer | Mac | Mac Pro (Quad-Core) | APPL204 | F5KR8014F694 | 100217335 |  | Mar 24 2016 12:33PM
San Jose | San Jose -> ATEDR -> ROW E -> E-2 -> PHCI-MAC-223 - 228 | PHCI-MAC-223 - 228 | InOutPlug#2 | PHCI-MAC-224 |  | Apple Computer | Mac | Mac Pro (Quad-Core) | APPL204 | F5KR801GF694 | 100217326 |  | Mar 24 2016 12:33PM
San Jose | San Jose -> ATEDR -> ROW E -> E-2 -> PHCI-MAC-223 - 228 | PHCI-MAC-223 - 228 | InOutPlug#1 | PHCI-MAC-223 |  | Apple Computer | Mac | Mac Pro (Quad-Core) | APPL204 | F5KR800YF694 | 100217334 |  | Mar 24 2016 12:33PM
San Jose | San Jose -> ATEDR -> ROW E -> E-2 -> PHCI-MAC-229 - 230 | PHCI-MAC-229 - 230 | InOutPlug#2 | PHCI-MAC-230 |  | Apple Computer | Mac | Mac Pro (Quad-Core) | APPL204 | F5KR8012F694 | 100217330 |  | Mar 24 2016 12:36PM
San Jose | San Jose -> ATEDR -> ROW E -> E-2 -> PHCI-MAC-229 - 230 | PHCI-MAC-229 - 230 | InOutPlug#1 | PHCI-MAC-229 |  | Apple Computer | Mac | Mac Pro (Quad-Core) | APPL204 | F5KR801HF694 | 100217332 |  | Mar 24 2016 12:36PM
San Jose | San Jose -> ATEDR -> ROW E -> E-3 | E-3 | RU#01 | blanking panel |  | APC | NetShelter | AR8101BLK-8U | APC972 |  |  |  | Nov 3 2015 3:54PM
San Jose | San Jose -> ATEDR -> ROW E -> E-3 | E-3 | InOutPlug#2 | ATSRE3PDUA | DATA CENTER OPERATIONS | Raritan Computer | Dominion PX | PX-5522 | RCI293 | QB63550028 |  | 10.122.78.54 | Nov 3 2015 3:54PM
San Jose | San Jose -> ATEDR -> ROW E -> E-3 | E-3 | InOutPlug#1 | ATSRE3PDUB | DATA CENTER OPERATIONS | Raritan Computer | Dominion PX | PX-5522 | RCI293 | QB63550011 |  | 10.122.78.55 | Nov 3 2015 3:54PM
San Jose | San Jose -> ATEDR -> ROW E -> E-3 | E-3 | RU#53 | blanking panel |  | APC | NetShelter | AR8101BLK-1U | APC969 |  |  |  | Nov 3 2015 3:54PM
San Jose | San Jose -> ATEDR -> ROW E -> E-3 | E-3 | RU#49 | blanking panel |  | APC | NetShelter | AR8101BLK-4U | APC971 |  |  |  | Nov 3 2015 3:54PM
San Jose | San Jose -> ATEDR -> ROW E -> E-3 | E-3 | RU#48 | blanking panel |  | APC | NetShelter | AR8101BLK-1U | APC969 |  |  |  | Jan 20 2016 3:26PM
San Jose | San Jose -> ATEDR -> ROW E -> E-3 | E-3 | RU#46 | SJA06EDRTOR-E-3 | NETWORK SERVICES | Cisco Systems | Nexus 9000 Series | N9K-C93120TX | CSSY815 | SAL1942R8K8 |  | VLAN 77, 10.122.77.21 | Dec 15 2015 5:20PM
San Jose | San Jose -> ATEDR -> ROW E -> E-3 | E-3 | RU#45 | blanking panel |  | APC | NetShelter | AR8101BLK-1U | APC969 |  |  |  | Jan 20 2016 3:26PM
San Jose | San Jose -> ATEDR -> ROW E -> E-3 | E-3 | RU#40 | PHCI-MAC-231/232/233/234/235/236/237/238 | Bare Metal | MK 1 Manufacturing | MMR | MMR-2G-5URS | MK1M003 |  |  |  | Jun 8 2016 4:45PM
San Jose | San Jose -> ATEDR -> ROW E -> E-3 | E-3 | RU#35 | PHCI-MAC-239/240/241/242/243/244/245/246 | Bare Metal | MK 1 Manufacturing | MMR | MMR-2G-5URS | MK1M003 |  |  |  | Jun 8 2016 4:45PM
San Jose | San Jose -> ATEDR -> ROW E -> E-3 | E-3 | RU#30 | PHCI-MAC-247/248/249/250/251/252/253/254 | Bare Metal | MK 1 Manufacturing | MMR | MMR-2G-5URS | MK1M003 |  |  |  | Jun 8 2016 4:46PM
San Jose | San Jose -> ATEDR -> ROW E -> E-3 | E-3 | RU#25 | PHCI-MAC-255/256 | Bare Metal | MK 1 Manufacturing | MMR | MMR-2G-5URS | MK1M003 |  |  |  | Jun 8 2016 4:46PM
San Jose | San Jose -> ATEDR -> ROW E -> E-3 | E-3 | RU#17 | blanking panel |  | APC | NetShelter | AR8101BLK-8U | APC972 |  |  |  | Nov 3 2015 3:54PM
San Jose | San Jose -> ATEDR -> ROW E -> E-3 | E-3 | RU#09 | blanking panel |  | APC | NetShelter | AR8101BLK-8U | APC972 |  |  |  | Nov 3 2015 3:54PM
San Jose | San Jose -> ATEDR -> ROW E -> E-3 -> PHCI-MAC-231/232/233/234/235/236/237/238 | PHCI-MAC-231/232/233/234/235/236/237/238 | InOutPlug#8 | PHCI-MAC-238 |  | Apple Computer | Mac | Mac Mini - Vertical | APPL206 | C07KW0DHDY3J | 13001035 | 10.122.82.51 | Jun 8 2016 4:45PM
San Jose | San Jose -> ATEDR -> ROW E -> E-3 -> PHCI-MAC-231/232/233/234/235/236/237/238 | PHCI-MAC-231/232/233/234/235/236/237/238 | InOutPlug#7 | PHCI-MAC-237 |  | Apple Computer | Mac | Mac Mini - Vertical | APPL206 | C07KX06FDY3J | 13001035 | 10.122.82.50 | Jun 8 2016 4:45PM
San Jose | San Jose -> ATEDR -> ROW E -> E-3 -> PHCI-MAC-231/232/233/234/235/236/237/238 | PHCI-MAC-231/232/233/234/235/236/237/238 | InOutPlug#6 | PHCI-MAC-236 |  | Apple Computer | Mac | Mac Mini - Vertical | APPL206 | C07KX06EDY3J | 13001035 | 10.122.82.49 | Jun 8 2016 4:45PM
San Jose | San Jose -> ATEDR -> ROW E -> E-3 -> PHCI-MAC-231/232/233/234/235/236/237/238 | PHCI-MAC-231/232/233/234/235/236/237/238 | InOutPlug#5 | PHCI-MAC-235 |  | Apple Computer | Mac | Mac Mini - Vertical | APPL206 | C07KX05BDY3J | 13001035 | 10.122.82.48 | Jun 8 2016 4:45PM
San Jose | San Jose -> ATEDR -> ROW E -> E-3 -> PHCI-MAC-231/232/233/234/235/236/237/238 | PHCI-MAC-231/232/233/234/235/236/237/238 | InOutPlug#4 | PHCI-MAC-234 |  | Apple Computer | Mac | Mac Mini - Vertical | APPL206 | C07KX05PDY3J | 13001035 | 10.122.82.44 | Jun 8 2016 4:45PM
San Jose | San Jose -> ATEDR -> ROW E -> E-3 -> PHCI-MAC-231/232/233/234/235/236/237/238 | PHCI-MAC-231/232/233/234/235/236/237/238 | InOutPlug#3 | PHCI-MAC-233 |  | Apple Computer | Mac | Mac Mini - Vertical | APPL206 | C07KX09DDY3J | 13001035 | 10.122.82.46 | Jun 8 2016 4:45PM
San Jose | San Jose -> ATEDR -> ROW E -> E-3 -> PHCI-MAC-231/232/233/234/235/236/237/238 | PHCI-MAC-231/232/233/234/235/236/237/238 | InOutPlug#2 | PHCI-MAC-232 |  | Apple Computer | Mac | Mac Mini - Vertical | APPL206 | C07KX06ADY3J | 13001035 | 10.122.82.44 | Jun 8 2016 4:45PM
San Jose | San Jose -> ATEDR -> ROW E -> E-3 -> PHCI-MAC-231/232/233/234/235/236/237/238 | PHCI-MAC-231/232/233/234/235/236/237/238 | InOutPlug#1 | PHCI-MAC-231 |  | Apple Computer | Mac | Mac Mini - Vertical | APPL206 | C07KX05KDY3J | 13001035 | 10.122.82.44 | Jun 8 2016 4:45PM
San Jose | San Jose -> ATEDR -> ROW E -> E-3 -> PHCI-MAC-239/240/241/242/243/244/245/246 | PHCI-MAC-239/240/241/242/243/244/245/246 | InOutPlug#8 | PHCI-MAC-246 |  | Apple Computer | Mac | Mac Mini - Vertical | APPL206 | 13001035 | 13001035 | 10.122.82.59 | Jun 8 2016 4:45PM
San Jose | San Jose -> ATEDR -> ROW E -> E-3 -> PHCI-MAC-239/240/241/242/243/244/245/246 | PHCI-MAC-239/240/241/242/243/244/245/246 | InOutPlug#7 | PHCI-MAC-245 |  | Apple Computer | Mac | Mac Mini - Vertical | APPL206 | C07KX07CDY3J | 13001035 | sj1010122082058 | Jun 8 2016 4:45PM
San Jose | San Jose -> ATEDR -> ROW E -> E-3 -> PHCI-MAC-239/240/241/242/243/244/245/246 | PHCI-MAC-239/240/241/242/243/244/245/246 | InOutPlug#6 | PHCI-MAC-244 |  | Apple Computer | Mac | Mac Mini - Vertical | APPL206 | C07KX05HDY3J | 13001035 | 10.122.82.57 | Jun 8 2016 4:45PM
San Jose | San Jose -> ATEDR -> ROW E -> E-3 -> PHCI-MAC-239/240/241/242/243/244/245/246 | PHCI-MAC-239/240/241/242/243/244/245/246 | InOutPlug#5 | PHCI-MAC-243 |  | Apple Computer | Mac | Mac Mini - Vertical | APPL206 | C07KX05UDY3J | 13001035 | 10.122.82.56 | Jun 8 2016 4:45PM
San Jose | San Jose -> ATEDR -> ROW E -> E-3 -> PHCI-MAC-239/240/241/242/243/244/245/246 | PHCI-MAC-239/240/241/242/243/244/245/246 | InOutPlug#4 | PHCI-MAC-242 |  | Apple Computer | Mac | Mac Mini - Vertical | APPL206 | C07KX05RDY3J | 13001035 | 10.122.82.55 | Jun 8 2016 4:45PM
San Jose | San Jose -> ATEDR -> ROW E -> E-3 -> PHCI-MAC-239/240/241/242/243/244/245/246 | PHCI-MAC-239/240/241/242/243/244/245/246 | InOutPlug#3 | PHCI-MAC-241 |  | Apple Computer | Mac | Mac Mini - Vertical | APPL206 | C07KX061DY3J | 13001035 | 10.122.82.54 | Jun 8 2016 4:45PM
San Jose | San Jose -> ATEDR -> ROW E -> E-3 -> PHCI-MAC-239/240/241/242/243/244/245/246 | PHCI-MAC-239/240/241/242/243/244/245/246 | InOutPlug#2 | PHCI-MAC-240 |  | Apple Computer | Mac | Mac Mini - Vertical | APPL206 | C07KX065DY3J | 13001035 | 10.122.82.53 | Jun 8 2016 4:45PM
San Jose | San Jose -> ATEDR -> ROW E -> E-3 -> PHCI-MAC-239/240/241/242/243/244/245/246 | PHCI-MAC-239/240/241/242/243/244/245/246 | InOutPlug#1 | PHCI-MAC-239 |  | Apple Computer | Mac | Mac Mini - Vertical | APPL206 | C07KW0DGDY3J | 13001035 | 10.122.82.52 | Jun 8 2016 4:45PM
San Jose | San Jose -> ATEDR -> ROW E -> E-3 -> PHCI-MAC-247/248/249/250/251/252/253/254 | PHCI-MAC-247/248/249/250/251/252/253/254 | InOutPlug#8 | PHCI-MAC-254 |  | Apple Computer | Mac | Mac Mini - Vertical | APPL206 | C07KX05TDY3J | 13001035 | 10.122.82.67 | Jun 8 2016 4:46PM
San Jose | San Jose -> ATEDR -> ROW E -> E-3 -> PHCI-MAC-247/248/249/250/251/252/253/254 | PHCI-MAC-247/248/249/250/251/252/253/254 | InOutPlug#7 | PHCI-MAC-253 |  | Apple Computer | Mac | Mac Mini - Vertical | APPL206 | C07KX05ADY3J | 13001035 | 10.122.82.66 | Jun 8 2016 4:46PM
San Jose | San Jose -> ATEDR -> ROW E -> E-3 -> PHCI-MAC-247/248/249/250/251/252/253/254 | PHCI-MAC-247/248/249/250/251/252/253/254 | InOutPlug#6 | PHCI-MAC-252 |  | Apple Computer | Mac | Mac Mini - Vertical | APPL206 | C07KX06JDY3J | 13001035 | 10.122.82.65 | Jun 8 2016 4:46PM
San Jose | San Jose -> ATEDR -> ROW E -> E-3 -> PHCI-MAC-247/248/249/250/251/252/253/254 | PHCI-MAC-247/248/249/250/251/252/253/254 | InOutPlug#5 | PHCI-MAC-251 |  | Apple Computer | Mac | Mac Mini - Vertical | APPL206 | C07KW0DJDY3J | 13001035 | 10.122.82.64 | Jun 8 2016 4:46PM
San Jose | San Jose -> ATEDR -> ROW E -> E-3 -> PHCI-MAC-247/248/249/250/251/252/253/254 | PHCI-MAC-247/248/249/250/251/252/253/254 | InOutPlug#4 | PHCI-MAC-250 |  | Apple Computer | Mac | Mac Mini - Vertical | APPL206 | C07KW0DDDY3J | 13001035 | 10.122.82.63 | Jun 8 2016 4:46PM
San Jose | San Jose -> ATEDR -> ROW E -> E-3 -> PHCI-MAC-247/248/249/250/251/252/253/254 | PHCI-MAC-247/248/249/250/251/252/253/254 | InOutPlug#3 | PHCI-MAC-249 |  | Apple Computer | Mac | Mac Mini - Vertical | APPL206 | C07KX063DY3J | 13001035 | 10.122.82.62 | Jun 8 2016 4:46PM
San Jose | San Jose -> ATEDR -> ROW E -> E-3 -> PHCI-MAC-247/248/249/250/251/252/253/254 | PHCI-MAC-247/248/249/250/251/252/253/254 | InOutPlug#2 | PHCI-MAC-248 |  | Apple Computer | Mac | Mac Mini - Vertical | APPL206 | C07KW0DNDY3J | 13001035 | 10.122.82.61 | Jun 8 2016 4:46PM
San Jose | San Jose -> ATEDR -> ROW E -> E-3 -> PHCI-MAC-247/248/249/250/251/252/253/254 | PHCI-MAC-247/248/249/250/251/252/253/254 | InOutPlug#1 | PHCI-MAC-247 |  | Apple Computer | Mac | Mac Mini - Vertical | APPL206 | C07KX060DY3J | 13001035 | 10.122.82.60 | Jun 8 2016 4:46PM
San Jose | San Jose -> ATEDR -> ROW E -> E-3 -> PHCI-MAC-255/256 | PHCI-MAC-255/256 | InOutPlug#2 | PHCI-MAC-256 |  | Apple Computer | Mac | Mac Mini - Vertical | APPL206 | C07KX05SDY3J | 13001035 | 10.122.82.69 | Jun 8 2016 4:46PM
San Jose | San Jose -> ATEDR -> ROW E -> E-3 -> PHCI-MAC-255/256 | PHCI-MAC-255/256 | InOutPlug#1 | PHCI-MAC-255 |  | Apple Computer | Mac | Mac Mini - Vertical | APPL206 | C07KX05FDY3J | 13001035 | 10.122.82.68 | Jun 8 2016 4:46PM
San Jose | San Jose -> ATEDR -> ROW E -> E-4 | E-4 | InOutPlug#2 | ATSRE4PDUA | DATA CENTER OPERATIONS | Raritan Computer | Dominion PX | PX-5522 | RCI293 | QB64450057 |  | 10.122.78.56 | Nov 3 2015 3:54PM
San Jose | San Jose -> ATEDR -> ROW E -> E-4 | E-4 | InOutPlug#1 | ATSRE4PDUB | DATA CENTER OPERATIONS | Raritan Computer | Dominion PX | PX-5522 | RCI293 | QB63550010 |  | 10.122.78.57 | Nov 3 2015 3:54PM
San Jose | San Jose -> ATEDR -> ROW E -> E-4 | E-4 | RU#48 | KVMATEDR14 | DATA CENTER OPERATIONS | Raritan Computer | Dominion KX II | DKX2-864 | RCI199 | HFK8300109 |  | 10.122.78.32 | Oct 21 2016 12:42PM
San Jose | San Jose -> ATEDR -> ROW E -> E-4 | E-4 | RU#46 | KVMATEDR7 | DATA CENTER OPERATIONS | Raritan Computer | Dominion KX III | DKX3-464/DKX3-864 | RCI681 |  |  |  | Mar 14 2016 5:48PM
San Jose | San Jose -> ATEDR -> ROW E -> E-4 | E-4 | RU#45 | SJA06EDR-ADMSE-4 | NETWORK SERVICES | Cisco Systems | Catalyst 2960-X | WS-C2960X-48TS-LL | CSSY152 | FOC1943S2AS | 6061856 | VLAN 77 | Dec 14 2015 6:12PM
San Jose | San Jose -> ATEDR -> ROW E -> E-4 | E-4 | RU#43 | ILCOMP10 |  | ASUSTeK Computer | Server System | ESC4000 G2 | ASUS380 | 154837 |  | 10.122.69.202 | Oct 21 2016 12:42PM
San Jose | San Jose -> ATEDR -> ROW E -> E-4 | E-4 | RU#41 | ILCOMPM0 |  | ASUSTeK Computer | Server System | ESC4000 G2 | ASUS380 | 154838 |  | 10.122.69.201 | Oct 21 2016 12:42PM
San Jose | San Jose -> ATEDR -> ROW E -> E-4 | E-4 | RU#39 | ILCOMP20 |  | ASUSTeK Computer | Server System | ESC4000 G2 | ASUS380 | 159435 |  | 10.122.69.199 | Oct 21 2016 12:42PM
San Jose | San Jose -> ATEDR -> ROW E -> E-4 | E-4 | RU#37 | ILCOMP22 |  | ASUSTeK Computer | Server System | ESC4000 G2 | ASUS380 | 154835-3 |  | 10.122.69.196 | Oct 21 2016 12:42PM
San Jose | San Jose -> ATEDR -> ROW E -> E-4 | E-4 | RU#35 | ILCOMP23 |  | ASUSTeK Computer | Server System | ESC4000 G2 | ASUS380 | 154835-2 |  | 10.122.69.197 | Oct 21 2016 12:42PM
San Jose | San Jose -> ATEDR -> ROW E -> E-4 | E-4 | RU#33 | ILCOMP24 |  | ASUSTeK Computer | Server System | ESC4000 G2 | ASUS380 | 154835-1 |  | 10.122.69.198 | Oct 21 2016 12:42PM
San Jose | San Jose -> ATEDR -> ROW E -> E-4 | E-4 | RU#31 | ILCOMP30 |  | ASUSTeK Computer | Server System | ESC4000 G2 | ASUS380 | 159458 |  | 10.122.69.207 | Oct 21 2016 12:42PM
San Jose | San Jose -> ATEDR -> ROW E -> E-4 | E-4 | RU#29 | ILCOMPE1 |  | ASUSTeK Computer | Server System | ESC4000 G2 | ASUS380 | 155000-1 |  | 10.122.69.200 | Oct 21 2016 12:42PM
San Jose | San Jose -> ATEDR -> ROW E -> E-4 | E-4 | RU#25 | ILCOMPB0 |  | iStarUSA Computer | E Storage Server Series | E4M20 | ISTR015 | 146386-1 |  | 10.122.69.205 | Oct 21 2016 12:42PM
San Jose | San Jose -> ATEDR -> ROW E -> E-4 | E-4 | RU#20 | ILCOMPB1 |  | iStarUSA Computer | E Storage Server Series | E4M20 | ISTR015 | NONE/MISSING |  | 10.122.69.206 | Oct 21 2016 12:42PM
San Jose | San Jose -> ATEDR -> ROW E -> E-4 | E-4 | RU#15 | ILCOMPF4 |  | iStarUSA Computer | E Storage Server Series | E4M20 | ISTR015 | 151380 |  | 10.122.69.203 | Oct 21 2016 12:42PM
San Jose | San Jose -> ATEDR -> ROW E -> E-4 | E-4 | RU#10 | ILCOMPF5 |  | iStarUSA Computer | E Storage Server Series | E4M20 | ISTR015 | 154836 |  | 10.122.69.204 | Oct 21 2016 12:42PM
San Jose | San Jose -> ATEDR -> ROW E -> E-5 | E-5 | RU#07 | PHCI-DELL-359 | Bare Metal | Dell Computer | PowerEdge R-Series | PowerEdge R730 | DELM601 | 91SHSD2 | 100214775 | 153.32.14.247/10.8.4.247, drac=10.122.0.18 | Oct 26 2016 11:20AM
San Jose | San Jose -> ATEDR -> ROW E -> E-5 | E-5 | RU#05 | PHCI-DELL-360 | Bare Metal | Dell Computer | PowerEdge R-Series | PowerEdge R730 | DELM601 | 91TFSD2 | 100214777 | 153.32.14.247/10.8.4.247, drac=10.122.0.19 | Oct 26 2016 11:20AM
San Jose | San Jose -> ATEDR -> ROW E -> E-5 | E-5 | RU#03 | PHCI-DELL-361 | Bare Metal | Dell Computer | PowerEdge R-Series | PowerEdge R730 | DELM601 | 91SKSD2 | 100214776 | 153.32.14.247/10.8.4.247, drac=10.122.0.20 | Oct 26 2016 11:20AM
San Jose | San Jose -> ATEDR -> ROW E -> E-5 | E-5 | InOutPlug#2 | ATSRE5PDUA | DATA CENTER OPERATIONS | Raritan Computer | Dominion PX | PX-5522 | RCI293 | QB64450056 |  | 10.122.78.58 | Nov 3 2015 3:54PM
San Jose | San Jose -> ATEDR -> ROW E -> E-5 | E-5 | InOutPlug#1 | ATSRE5PDUB | DATA CENTER OPERATIONS | Raritan Computer | Dominion PX | PX-5522 | RCI293 | QB63550023 |  | 10.122.78.59 | Nov 3 2015 3:54PM
San Jose | San Jose -> ATEDR -> ROW E -> E-5 | E-5 | RU#46 | SJA06EDRTOR-E-5 | NETWORK SERVICES | Cisco Systems | Nexus 9000 Series | N9K-C93120TX | CSSY815 | SAL1942RGGE |  | VLAN 77, | Dec 15 2015 5:20PM
San Jose | San Jose -> ATEDR -> ROW E -> E-5 | E-5 | RU#44 | PHCI-DELL-332 | Bare Metal | Dell Computer | PowerEdge R-Series | PowerEdge R430 - 10 2.5 Inch Drives | DELM706 | DZZ8QD2 | 6077149 | 10.122.68.x, drac=10.122.69.238 | Sep 19 2016 7:13PM
San Jose | San Jose -> ATEDR -> ROW E -> E-5 | E-5 | RU#43 | PHCI-DELL-333 | Bare Metal | Dell Computer | PowerEdge R-Series | PowerEdge R430 - 10 2.5 Inch Drives | DELM706 | DZZCQD2 | 6077152 | 10.122.68.x, drac=10.122.69.239 | Sep 19 2016 7:13PM
San Jose | San Jose -> ATEDR -> ROW E -> E-5 | E-5 | RU#42 | PHCI-DELL-334 | Bare Metal | Dell Computer | PowerEdge R-Series | PowerEdge R430 - 10 2.5 Inch Drives | DELM706 | DZZ5QD2 | 6077146 | 10.122.68.x, drac=10.122.69.240 | Sep 19 2016 7:13PM
San Jose | San Jose -> ATEDR -> ROW E -> E-5 | E-5 | RU#41 | PHCI-DELL-335 | Bare Metal | Dell Computer | PowerEdge R-Series | PowerEdge R430 - 10 2.5 Inch Drives | DELM706 | DZZBQD2 | 6077151 | 10.122.68.x, drac=10.122.69.241 | Sep 19 2016 7:13PM
San Jose | San Jose -> ATEDR -> ROW E -> E-5 | E-5 | RU#40 | PHCI-DELL-336 | Bare Metal | Dell Computer | PowerEdge R-Series | PowerEdge R430 - 10 2.5 Inch Drives | DELM706 | DZZ3QD2 | 6077144 | 10.122.68.x, drac=10.122.69.242 | Sep 19 2016 7:13PM
San Jose | San Jose -> ATEDR -> ROW E -> E-5 | E-5 | RU#39 | PHCI-DELL-337 | Bare Metal | Dell Computer | PowerEdge R-Series | PowerEdge R430 - 10 2.5 Inch Drives | DELM706 | F004QD2 | 6077137 | 10.122.68.x, drac=10.122.69.243 | Sep 19 2016 7:13PM
San Jose | San Jose -> ATEDR -> ROW E -> E-5 | E-5 | RU#38 | PHCI-DELL-338 | Bare Metal | Dell Computer | PowerEdge R-Series | PowerEdge R430 - 10 2.5 Inch Drives | DELM706 | DZZDQD2 | 6077132 | 10.122.68.x, drac=10.122.69.244 | Sep 19 2016 7:13PM
San Jose | San Jose -> ATEDR -> ROW E -> E-5 | E-5 | RU#37 | PHCI-DELL-339 | Bare Metal | Dell Computer | PowerEdge R-Series | PowerEdge R430 - 10 2.5 Inch Drives | DELM706 | F008QD2 | 6077136 | 10.122.68.x, drac=10.122.69.245 | Sep 19 2016 7:13PM
San Jose | San Jose -> ATEDR -> ROW E -> E-5 | E-5 | RU#36 | PHCI-DELL-340 | Bare Metal | Dell Computer | PowerEdge R-Series | PowerEdge R430 - 10 2.5 Inch Drives | DELM706 | F007QD2 | 6077131 | 10.122.68.x, drac=10.122.69.246 | Sep 19 2016 7:13PM
San Jose | San Jose -> ATEDR -> ROW E -> E-5 | E-5 | RU#35 | PHCI-DELL-341 | Bare Metal | Dell Computer | PowerEdge R-Series | PowerEdge R430 - 10 2.5 Inch Drives | DELM706 | F009QD2 | 6077135 | 10.122.68.x, drac=10.122.69.247 | Sep 19 2016 7:13PM
San Jose | San Jose -> ATEDR -> ROW E -> E-5 | E-5 | RU#34 | PHCI-DELL-342 | Bare Metal | Dell Computer | PowerEdge R-Series | PowerEdge R430 - 10 2.5 Inch Drives | DELM706 | F00BQD2 | 6077130 | 10.122.68.x, drac=10.122.69.248 | Sep 19 2016 7:13PM
San Jose | San Jose -> ATEDR -> ROW E -> E-5 | E-5 | RU#33 | PHCI-DELL-343 | Bare Metal | Dell Computer | PowerEdge R-Series | PowerEdge R430 - 10 2.5 Inch Drives | DELM706 | F006QD2 | 6077129 | 10.122.68.x, drac=10.122.69.249 | Sep 19 2016 7:13PM
San Jose | San Jose -> ATEDR -> ROW E -> E-5 | E-5 | RU#32 | PHCI-DELL-344 | Bare Metal | Dell Computer | PowerEdge R-Series | PowerEdge R430 - 10 2.5 Inch Drives | DELM706 | F00CQD2 | 6077134 | 10.122.68.x, drac=10.122.69.250 | Sep 19 2016 7:13PM
San Jose | San Jose -> ATEDR -> ROW E -> E-5 | E-5 | RU#31 | PHCI-DELL-345 | Bare Metal | Dell Computer | PowerEdge R-Series | PowerEdge R430 - 10 2.5 Inch Drives | DELM706 | F00DQD2 | 6077128 | 10.122.68.x, drac=10.122.69.251 | Sep 19 2016 7:13PM
San Jose | San Jose -> ATEDR -> ROW E -> E-5 | E-5 | RU#30 | PHCI-DELL-346 | Bare Metal | Dell Computer | PowerEdge R-Series | PowerEdge R430 - 10 2.5 Inch Drives | DELM706 | F005QD2 | 6077133 | 10.122.68.x, drac=10.122.69.252 | Sep 19 2016 7:13PM
San Jose | San Jose -> ATEDR -> ROW E -> E-5 | E-5 | RU#29 | PHCI-DELL-347 | Bare Metal | Dell Computer | PowerEdge R-Series | PowerEdge R430 - 10 2.5 Inch Drives | DELM706 | DZWBQD2 | 6077142 | 10.122.68.x, drac=10.122.69.253 | Sep 19 2016 7:13PM
San Jose | San Jose -> ATEDR -> ROW E -> E-5 | E-5 | RU#28 | PHCI-DELL-348 | Bare Metal | Dell Computer | PowerEdge R-Series | PowerEdge R430 - 10 2.5 Inch Drives | DELM706 | DZW6QD2 | 6077139 | 10.122.68.x, drac=10.122.69.254 | Sep 19 2016 7:13PM
San Jose | San Jose -> ATEDR -> ROW E -> E-5 | E-5 | RU#27 | PHCI-DELL-349 | Bare Metal | Dell Computer | PowerEdge R-Series | PowerEdge R430 - 10 2.5 Inch Drives | DELM706 | DZW8QD2 | 6077138 | 10.122.68.x, drac=10.122.70.8 | Sep 19 2016 7:13PM
San Jose | San Jose -> ATEDR -> ROW E -> E-5 | E-5 | RU#26 | PHCI-DELL-350 | Bare Metal | Dell Computer | PowerEdge R-Series | PowerEdge R430 - 10 2.5 Inch Drives | DELM706 | DZW7QD2 | 6077141 | 10.122.68.x, drac=10.122.70.9 | Sep 19 2016 7:13PM
San Jose | San Jose -> ATEDR -> ROW E -> E-5 | E-5 | RU#25 | PHCI-DELL-351 | Bare Metal | Dell Computer | PowerEdge R-Series | PowerEdge R430 - 10 2.5 Inch Drives | DELM706 | DZW9QD2 | 6077140 | 10.122.68.x, drac=10.122.70.10 | Sep 19 2016 7:14PM
San Jose | San Jose -> ATEDR -> ROW E -> E-5 | E-5 | RU#21 | PHCI-DELL-352 | Bare Metal | Dell Computer | PowerEdge R-Series | PowerEdge R730 | DELM601 | 91SGSD2 | 100214781 | 153.32.14.247/10.8.4.247, drac=10.122.0.11 | Oct 26 2016 11:20AM
San Jose | San Jose -> ATEDR -> ROW E -> E-5 | E-5 | RU#19 | PHCI-DELL-353 | Bare Metal | Dell Computer | PowerEdge R-Series | PowerEdge R730 | DELM601 | 91RLSD2 | 100214782 | 153.32.14.247/10.8.4.247, drac=10.122.0.12 | Oct 26 2016 11:20AM
San Jose | San Jose -> ATEDR -> ROW E -> E-5 | E-5 | RU#17 | PHCI-DELL-354 | Bare Metal | Dell Computer | PowerEdge R-Series | PowerEdge R730 | DELM601 | 91SFSD2 | 100214779 | 153.32.14.247/10.8.4.247, drac=10.122.0.13 | Oct 26 2016 11:20AM
San Jose | San Jose -> ATEDR -> ROW E -> E-5 | E-5 | RU#15 | PHCI-DELL-355 | Bare Metal | Dell Computer | PowerEdge R-Series | PowerEdge R730 | DELM601 | 91RKSD2 | 100214780 | 153.32.14.247/10.8.4.247, drac=10.122.0.14 | Oct 26 2016 11:20AM
San Jose | San Jose -> ATEDR -> ROW E -> E-5 | E-5 | RU#13 | PHCI-DELL-356 | Bare Metal | Dell Computer | PowerEdge R-Series | PowerEdge R730 | DELM601 | 91SLSD2 | 100214773 | 153.32.14.247/10.8.4.247, drac=10.122.0.15 | Oct 26 2016 11:20AM
San Jose | San Jose -> ATEDR -> ROW E -> E-5 | E-5 | RU#11 | PHCI-DELL-357 | Bare Metal | Dell Computer | PowerEdge R-Series | PowerEdge R730 | DELM601 | 91RJSD2 | 100214774 | 153.32.14.247/10.8.4.247, drac=10.122.0.16 | Oct 26 2016 11:20AM
San Jose | San Jose -> ATEDR -> ROW E -> E-5 | E-5 | RU#09 | PHCI-DELL-358 | Bare Metal | Dell Computer | PowerEdge R-Series | PowerEdge R730 | DELM601 | 91SJSD2 | 100214778 | 153.32.14.247/10.8.4.247, drac=10.122.0.17 | Oct 26 2016 11:20AM
San Jose | San Jose -> ATEDR -> ROW E -> E-6 | E-6 | RU#08 | PHCI-DELL-326 | Bare Metal | Dell Computer | PowerEdge R-Series | PowerEdge R430 - 10 2.5 Inch Drives | DELM706 | F1P7QD2 | 6077103 | 10.122.68.x, drac=10.122.69.232 | Sep 19 2016 7:13PM
San Jose | San Jose -> ATEDR -> ROW E -> E-6 | E-6 | RU#07 | PHCI-DELL-327 | Bare Metal | Dell Computer | PowerEdge R-Series | PowerEdge R430 - 10 2.5 Inch Drives | DELM706 | DZZ9QD2 | 6077150 | 10.122.68.x, drac=10.122.69.233 | Sep 19 2016 7:13PM
San Jose | San Jose -> ATEDR -> ROW E -> E-6 | E-6 | RU#06 | PHCI-DELL-328 | Bare Metal | Dell Computer | PowerEdge R-Series | PowerEdge R430 - 10 2.5 Inch Drives | DELM706 | DZZ4QD2 | 6077145 | 10.122.68.x, drac=10.122.69.234 | Sep 19 2016 7:13PM
San Jose | San Jose -> ATEDR -> ROW E -> E-6 | E-6 | RU#05 | PHCI-DELL-329 | Bare Metal | Dell Computer | PowerEdge R-Series | PowerEdge R430 - 10 2.5 Inch Drives | DELM706 | DZYDQD2 | 6077143 | 10.122.68.x, drac=10.122.69.235 | Sep 19 2016 7:13PM
San Jose | San Jose -> ATEDR -> ROW E -> E-6 | E-6 | RU#04 | PHCI-DELL-330 | Bare Metal | Dell Computer | PowerEdge R-Series | PowerEdge R430 - 10 2.5 Inch Drives | DELM706 | DZZ7QD2 | 6077148 | 10.122.68.x, drac=10.122.69.236 | Sep 19 2016 7:13PM
San Jose | San Jose -> ATEDR -> ROW E -> E-6 | E-6 | RU#03 | PHCI-DELL-331 | Bare Metal | Dell Computer | PowerEdge R-Series | PowerEdge R430 - 10 2.5 Inch Drives | DELM706 | DZZ6QD2 | 6077147 | 10.122.68.x, drac=10.122.69.237 | Sep 19 2016 7:13PM
San Jose | San Jose -> ATEDR -> ROW E -> E-6 | E-6 | InOutPlug#2 | ATSRE6PDUA | DATA CENTER OPERATIONS | Raritan Computer | Dominion PX | PX-5522 | RCI293 | QB64450050 |  | 10.122.78.60 | Nov 3 2015 3:54PM
San Jose | San Jose -> ATEDR -> ROW E -> E-6 | E-6 | InOutPlug#1 | ATSRE6PDUB | DATA CENTER OPERATIONS | Raritan Computer | Dominion PX | PX-5522 | RCI293 | QB64450035 |  | 10.122.78.61 | Nov 3 2015 3:54PM
San Jose | San Jose -> ATEDR -> ROW E -> E-6 | E-6 | RU#46 | SJA06EDR-ADMSE-6 | NETWORK SERVICES | Cisco Systems | Catalyst 2960-X | WS-C2960X-48TS-LL | CSSY152 | FOC1943S2CU | 6061861 | VLAN 77 | Dec 14 2015 6:12PM
San Jose | San Jose -> ATEDR -> ROW E -> E-6 | E-6 | RU#44 | PHCI-DELL-292 | Bare Metal | Dell Computer | PowerEdge R-Series | PowerEdge R430 - Closed | DELM801 |  | 6061970 |  | Mar 23 2016 3:41PM
San Jose | San Jose -> ATEDR -> ROW E -> E-6 | E-6 | RU#43 | PHCI-DELL-293 | Bare Metal | Dell Computer | PowerEdge R-Series | PowerEdge R430 - Closed | DELM801 |  | 6061966 |  | Mar 23 2016 3:41PM
San Jose | San Jose -> ATEDR -> ROW E -> E-6 | E-6 | RU#42 | PHCI-DELL-294 | Bare Metal | Dell Computer | PowerEdge R-Series | PowerEdge R430 - Closed | DELM801 |  | 6061951 |  | Mar 23 2016 3:41PM
San Jose | San Jose -> ATEDR -> ROW E -> E-6 | E-6 | RU#41 | PHCI-DELL-295 | Bare Metal | Dell Computer | PowerEdge R-Series | PowerEdge R430 - Closed | DELM801 |  | 6061968 |  | Mar 23 2016 3:41PM
San Jose | San Jose -> ATEDR -> ROW E -> E-6 | E-6 | RU#40 | PHCI-DELL-296 | Bare Metal | Dell Computer | PowerEdge R-Series | PowerEdge R430 - Closed | DELM801 |  | 6061957 |  | Mar 23 2016 3:41PM
San Jose | San Jose -> ATEDR -> ROW E -> E-6 | E-6 | RU#39 | PHCI-DELL-297 | Bare Metal | Dell Computer | PowerEdge R-Series | PowerEdge R430 - Closed | DELM801 |  | 6061971 |  | Mar 23 2016 3:41PM
San Jose | San Jose -> ATEDR -> ROW E -> E-6 | E-6 | RU#38 | PHCI-DELL-298 | Bare Metal | Dell Computer | PowerEdge R-Series | PowerEdge R430 - Closed | DELM801 |  | 6061952 |  | Mar 23 2016 3:41PM
San Jose | San Jose -> ATEDR -> ROW E -> E-6 | E-6 | RU#37 | PHCI-DELL-299 | Bare Metal | Dell Computer | PowerEdge R-Series | PowerEdge R430 - Closed | DELM801 |  | 6061974 |  | Mar 23 2016 3:41PM
San Jose | San Jose -> ATEDR -> ROW E -> E-6 | E-6 | RU#36 | PHCI-DELL-300 | Bare Metal | Dell Computer | PowerEdge R-Series | PowerEdge R430 - Closed | DELM801 |  | 6061955 |  | Mar 23 2016 3:41PM
San Jose | San Jose -> ATEDR -> ROW E -> E-6 | E-6 | RU#35 | PHCI-DELL-301 | Bare Metal | Dell Computer | PowerEdge R-Series | PowerEdge R430 - Closed | DELM801 |  | 6061969 |  | Mar 23 2016 3:41PM
San Jose | San Jose -> ATEDR -> ROW E -> E-6 | E-6 | RU#34 | PHCI-DELL-302 | Bare Metal | Dell Computer | PowerEdge R-Series | PowerEdge R430 - 10 2.5 Inch Drives | DELM706 | F1L8QD2 | 6077122 | 10.122.68.x, drac=10.122.69.208 | Sep 19 2016 7:12PM
San Jose | San Jose -> ATEDR -> ROW E -> E-6 | E-6 | RU#33 | PHCI-DELL-303 | Bare Metal | Dell Computer | PowerEdge R-Series | PowerEdge R430 - 10 2.5 Inch Drives | DELM706 | F1KDQD2 | 6077120 | 10.122.68.x, drac=10.122.69.209 | Sep 19 2016 7:12PM
San Jose | San Jose -> ATEDR -> ROW E -> E-6 | E-6 | RU#32 | PHCI-DELL-304 | Bare Metal | Dell Computer | PowerEdge R-Series | PowerEdge R430 - 10 2.5 Inch Drives | DELM706 | F1L3QD2 | 6077119 | 10.122.68.x, drac=10.122.69.210 | Sep 19 2016 7:12PM
San Jose | San Jose -> ATEDR -> ROW E -> E-6 | E-6 | RU#31 | PHCI-DELL-305 | Bare Metal | Dell Computer | PowerEdge R-Series | PowerEdge R430 - 10 2.5 Inch Drives | DELM706 | F1L5QD2 | 6077118 | 10.122.68.x, drac=10.122.69.211 | Sep 19 2016 7:12PM
San Jose | San Jose -> ATEDR -> ROW E -> E-6 | E-6 | RU#30 | PHCI-DELL-306 | Bare Metal | Dell Computer | PowerEdge R-Series | PowerEdge R430 - 10 2.5 Inch Drives | DELM706 | F1L6QD2 | 6077124 | 10.122.68.x, drac=10.122.69.212 | Sep 19 2016 7:12PM
San Jose | San Jose -> ATEDR -> ROW E -> E-6 | E-6 | RU#29 | PHCI-DELL-307 | Bare Metal | Dell Computer | PowerEdge R-Series | PowerEdge R430 - 10 2.5 Inch Drives | DELM706 | F1N6QD2 | 6077112 | 10.122.68.x, drac=10.122.69.213 | Sep 19 2016 7:12PM
San Jose | San Jose -> ATEDR -> ROW E -> E-6 | E-6 | RU#28 | PHCI-DELL-308 | Bare Metal | Dell Computer | PowerEdge R-Series | PowerEdge R430 - 10 2.5 Inch Drives | DELM706 | F1L4QD2 | 6077125 | 10.122.68.x, drac=10.122.69.214 | Sep 19 2016 7:12PM
San Jose | San Jose -> ATEDR -> ROW E -> E-6 | E-6 | RU#27 | PHCI-DELL-309 | Bare Metal | Dell Computer | PowerEdge R-Series | PowerEdge R430 - 10 2.5 Inch Drives | DELM706 | F1MDQD2 | 6077113 | 10.122.68.x, drac=10.122.69.215 | Sep 19 2016 7:12PM
San Jose | San Jose -> ATEDR -> ROW E -> E-6 | E-6 | RU#24 | PHCI-DELL-310 | Bare Metal | Dell Computer | PowerEdge R-Series | PowerEdge R430 - 10 2.5 Inch Drives | DELM706 | F1NBQD2 | 6077111 | 10.122.68.x, drac=10.122.69.216 | Sep 19 2016 7:12PM
San Jose | San Jose -> ATEDR -> ROW E -> E-6 | E-6 | RU#23 | PHCI-DELL-311 | Bare Metal | Dell Computer | PowerEdge R-Series | PowerEdge R430 - 10 2.5 Inch Drives | DELM706 | F1N4QD2 | 6077114 | 10.122.68.x, drac=10.122.69.217 | Sep 19 2016 7:12PM
San Jose | San Jose -> ATEDR -> ROW E -> E-6 | E-6 | RU#22 | PHCI-DELL-312 | Bare Metal | Dell Computer | PowerEdge R-Series | PowerEdge R430 - 10 2.5 Inch Drives | DELM706 | F1LBQD2 | 6077126 | 10.122.68.x, drac=10.122.69.218 | Sep 19 2016 7:13PM
San Jose | San Jose -> ATEDR -> ROW E -> E-6 | E-6 | RU#21 | PHCI-DELL-313 | Bare Metal | Dell Computer | PowerEdge R-Series | PowerEdge R430 - 10 2.5 Inch Drives | DELM706 | F1N5QD2 | 6077115 | 10.122.68.x, drac=10.122.69.219 | Sep 19 2016 7:13PM
San Jose | San Jose -> ATEDR -> ROW E -> E-6 | E-6 | RU#20 | PHCI-DELL-314 | Bare Metal | Dell Computer | PowerEdge R-Series | PowerEdge R430 - 10 2.5 Inch Drives | DELM706 | F1N9QD2 | 6077110 | 10.122.68.x, drac=10.122.69.220 | Sep 19 2016 7:13PM
San Jose | San Jose -> ATEDR -> ROW E -> E-6 | E-6 | RU#19 | PHCI-DELL-315 | Bare Metal | Dell Computer | PowerEdge R-Series | PowerEdge R430 - 10 2.5 Inch Drives | DELM706 | F1L9QD2 | 6077121 | 10.122.68.x, drac=10.122.69.221 | Sep 19 2016 7:13PM
San Jose | San Jose -> ATEDR -> ROW E -> E-6 | E-6 | RU#18 | PHCI-DELL-316 | Bare Metal | Dell Computer | PowerEdge R-Series | PowerEdge R430 - 10 2.5 Inch Drives | DELM706 | F1LCQD2 | 6077123 | 10.122.68.x, drac=10.122.69.222 | Sep 19 2016 7:13PM
San Jose | San Jose -> ATEDR -> ROW E -> E-6 | E-6 | RU#17 | PHCI-DELL-317 | Bare Metal | Dell Computer | PowerEdge R-Series | PowerEdge R430 - 10 2.5 Inch Drives | DELM706 | F1MCQD2 | 6077116 | 10.122.68.x, drac=10.122.69.223 | Sep 19 2016 7:13PM
San Jose | San Jose -> ATEDR -> ROW E -> E-6 | E-6 | RU#16 | PHCI-DELL-318 | Bare Metal | Dell Computer | PowerEdge R-Series | PowerEdge R430 - 10 2.5 Inch Drives | DELM706 | F1L7QD2 | 6077127 | 10.122.68.x, drac=10.122.69.224 | Sep 19 2016 7:13PM
San Jose | San Jose -> ATEDR -> ROW E -> E-6 | E-6 | RU#15 | PHCI-DELL-319 | Bare Metal | Dell Computer | PowerEdge R-Series | PowerEdge R430 - 10 2.5 Inch Drives | DELM706 | F1N3QD2 | 6077109 | 10.122.68.x, drac=10.122.69.225 | Sep 19 2016 7:13PM
San Jose | San Jose -> ATEDR -> ROW E -> E-6 | E-6 | RU#14 | PHCI-DELL-320 | Bare Metal | Dell Computer | PowerEdge R-Series | PowerEdge R430 - 10 2.5 Inch Drives | DELM706 | F1N7QD2 | 6077117 | 10.122.68.x, drac=10.122.69.226 | Sep 19 2016 7:13PM
San Jose | San Jose -> ATEDR -> ROW E -> E-6 | E-6 | RU#13 | PHCI-DELL-321 | Bare Metal | Dell Computer | PowerEdge R-Series | PowerEdge R430 - 10 2.5 Inch Drives | DELM706 | F1N8QD2 | 6077108 | 10.122.68.x, drac=10.122.69.227 | Sep 19 2016 7:13PM
San Jose | San Jose -> ATEDR -> ROW E -> E-6 | E-6 | RU#12 | PHCI-DELL-322 | Bare Metal | Dell Computer | PowerEdge R-Series | PowerEdge R430 - 10 2.5 Inch Drives | DELM706 | F1P8QD2 | 6077107 | 10.122.68.x, drac=10.122.69.228 | Sep 19 2016 7:13PM
San Jose | San Jose -> ATEDR -> ROW E -> E-6 | E-6 | RU#11 | PHCI-DELL-323 | Bare Metal | Dell Computer | PowerEdge R-Series | PowerEdge R430 - 10 2.5 Inch Drives | DELM706 | F1P4QD2 | 6077105 | 10.122.68.x, drac=10.122.69.229 | Sep 19 2016 7:13PM
San Jose | San Jose -> ATEDR -> ROW E -> E-6 | E-6 | RU#10 | PHCI-DELL-324 | Bare Metal | Dell Computer | PowerEdge R-Series | PowerEdge R430 - 10 2.5 Inch Drives | DELM706 | F1P6QD2 | 6077106 | 10.122.68.x, drac=10.122.69.230 | Sep 19 2016 7:13PM
San Jose | San Jose -> ATEDR -> ROW E -> E-6 | E-6 | RU#09 | PHCI-DELL-325 | Bare Metal | Dell Computer | PowerEdge R-Series | PowerEdge R430 - 10 2.5 Inch Drives | DELM706 | F1P5QD2 | 6077104 | 10.122.68.x, drac=10.122.69.231 | Sep 19 2016 7:13PM
San Jose | San Jose -> ATEDR -> ROW E -> E-7 | E-7 | RU#08 | PHCI-DELL-286 |  | Dell Computer | PowerEdge R-Series | PowerEdge R430 - Closed | DELM801 |  | 6061989 |  | Mar 23 2016 3:29PM
San Jose | San Jose -> ATEDR -> ROW E -> E-7 | E-7 | RU#07 | PHCI-DELL-287 |  | Dell Computer | PowerEdge R-Series | PowerEdge R430 - Closed | DELM801 |  | 6061992 |  | Mar 23 2016 3:29PM
San Jose | San Jose -> ATEDR -> ROW E -> E-7 | E-7 | RU#06 | PHCI-DELL-288 |  | Dell Computer | PowerEdge R-Series | PowerEdge R430 - Closed | DELM801 |  | 6061991 |  | Mar 23 2016 3:29PM
San Jose | San Jose -> ATEDR -> ROW E -> E-7 | E-7 | RU#05 | PHCI-DELL-289 |  | Dell Computer | PowerEdge R-Series | PowerEdge R430 - Closed | DELM801 |  | 6061967 |  | Mar 23 2016 3:29PM
San Jose | San Jose -> ATEDR -> ROW E -> E-7 | E-7 | RU#04 | PHCI-DELL-290 |  | Dell Computer | PowerEdge R-Series | PowerEdge R430 - Closed | DELM801 |  | 6061972 |  | Mar 23 2016 3:29PM
San Jose | San Jose -> ATEDR -> ROW E -> E-7 | E-7 | RU#03 | PHCI-DELL-291 |  | Dell Computer | PowerEdge R-Series | PowerEdge R430 - Closed | DELM801 |  | 6061973 |  | Mar 23 2016 3:29PM
San Jose | San Jose -> ATEDR -> ROW E -> E-7 | E-7 | InOutPlug#2 | ATSRE7PDUA | DATA CENTER OPERATIONS | Raritan Computer | Dominion PX | PX-5522 | RCI293 | QB64450121 |  | 10.122.78.62 | Nov 3 2015 3:54PM
San Jose | San Jose -> ATEDR -> ROW E -> E-7 | E-7 | InOutPlug#1 | ATSRE7PDUB | DATA CENTER OPERATIONS | Raritan Computer | Dominion PX | PX-5522 | RCI293 | QB64450064 |  | 10.122.78.63 | Nov 3 2015 3:54PM
San Jose | San Jose -> ATEDR -> ROW E -> E-7 | E-7 | RU#53 | blanking panel |  | APC | NetShelter | AR8101BLK-1U | APC969 |  |  |  | Nov 3 2015 3:54PM
San Jose | San Jose -> ATEDR -> ROW E -> E-7 | E-7 | RU#49 | blanking panel |  | APC | NetShelter | AR8101BLK-4U | APC971 |  |  |  | Nov 3 2015 3:54PM
San Jose | San Jose -> ATEDR -> ROW E -> E-7 | E-7 | RU#48 | blanking panel |  | APC | NetShelter | AR8101BLK-1U | APC969 |  |  |  | Jan 20 2016 3:26PM
San Jose | San Jose -> ATEDR -> ROW E -> E-7 | E-7 | RU#46 | SJA06EDRTOR-E-7 | NETWORK SERVICES | Cisco Systems | Nexus 9000 Series | N9K-C93120TX | CSSY815 | SAL1944S68Z |  | VLAN 77, 10.122.77.23 | Dec 15 2015 5:20PM
San Jose | San Jose -> ATEDR -> ROW E -> E-7 | E-7 | RU#45 | blanking panel |  | APC | NetShelter | AR8101BLK-1U | APC969 |  |  |  | Jan 20 2016 3:26PM
San Jose | San Jose -> ATEDR -> ROW E -> E-7 | E-7 | RU#44 | PHCI-DELL-252 |  | Dell Computer | PowerEdge R-Series | PowerEdge R220 | DELM552 |  | 6061995 |  | Mar 23 2016 3:28PM
San Jose | San Jose -> ATEDR -> ROW E -> E-7 | E-7 | RU#43 | PHCI-DELL-253 |  | Dell Computer | PowerEdge R-Series | PowerEdge R220 | DELM552 |  | 6061757 |  | Mar 23 2016 3:28PM
San Jose | San Jose -> ATEDR -> ROW E -> E-7 | E-7 | RU#42 | PHCI-DELL-254 |  | Dell Computer | PowerEdge R-Series | PowerEdge R220 | DELM552 |  | 6061756 |  | Mar 23 2016 3:28PM
San Jose | San Jose -> ATEDR -> ROW E -> E-7 | E-7 | RU#41 | PHCI-DELL-255 |  | Dell Computer | PowerEdge R-Series | PowerEdge R220 | DELM552 |  | 6061874 |  | Mar 23 2016 3:28PM
San Jose | San Jose -> ATEDR -> ROW E -> E-7 | E-7 | RU#40 | PHCI-DELL-256 |  | Dell Computer | PowerEdge R-Series | PowerEdge R220 | DELM552 |  | 6061993 |  | Mar 23 2016 3:28PM
San Jose | San Jose -> ATEDR -> ROW E -> E-7 | E-7 | RU#39 | PHCI-DELL-257 |  | Dell Computer | PowerEdge R-Series | PowerEdge R220 | DELM552 |  | 6061876 |  | Mar 23 2016 3:28PM
San Jose | San Jose -> ATEDR -> ROW E -> E-7 | E-7 | RU#38 | PHCI-DELL-258 |  | Dell Computer | PowerEdge R-Series | PowerEdge R220 | DELM552 |  | 6061994 |  | Mar 23 2016 3:28PM
San Jose | San Jose -> ATEDR -> ROW E -> E-7 | E-7 | RU#37 | PHCI-DELL-259 |  | Dell Computer | PowerEdge R-Series | PowerEdge R220 | DELM552 |  | 6061996 |  | Mar 23 2016 3:28PM
San Jose | San Jose -> ATEDR -> ROW E -> E-7 | E-7 | RU#36 | PHCI-DELL-260 |  | Dell Computer | PowerEdge R-Series | PowerEdge R220 | DELM552 |  | 6061997 |  | Mar 23 2016 3:28PM
San Jose | San Jose -> ATEDR -> ROW E -> E-7 | E-7 | RU#35 | PHCI-DELL-261 |  | Dell Computer | PowerEdge R-Series | PowerEdge R220 | DELM552 |  | 6061758 |  | Mar 23 2016 3:28PM
San Jose | San Jose -> ATEDR -> ROW E -> E-7 | E-7 | RU#34 | PHCI-DELL-262 |  | Dell Computer | PowerEdge R-Series | PowerEdge R220 | DELM552 |  | 6061879 |  | Mar 23 2016 3:28PM
San Jose | San Jose -> ATEDR -> ROW E -> E-7 | E-7 | RU#33 | PHCI-DELL-263 |  | Dell Computer | PowerEdge R-Series | PowerEdge R220 | DELM552 |  | 6061878 |  | Mar 23 2016 3:28PM
San Jose | San Jose -> ATEDR -> ROW E -> E-7 | E-7 | RU#32 | PHCI-DELL-264 |  | Dell Computer | PowerEdge R-Series | PowerEdge R220 | DELM552 |  | 6061877 |  | Mar 23 2016 3:28PM
San Jose | San Jose -> ATEDR -> ROW E -> E-7 | E-7 | RU#31 | PHCI-DELL-265 |  | Dell Computer | PowerEdge R-Series | PowerEdge R220 | DELM552 |  | 6061880 |  | Mar 23 2016 3:28PM
San Jose | San Jose -> ATEDR -> ROW E -> E-7 | E-7 | RU#30 | PHCI-DELL-266 |  | Dell Computer | PowerEdge R-Series | PowerEdge R220 | DELM552 |  | 6061875 |  | Mar 23 2016 3:28PM
San Jose | San Jose -> ATEDR -> ROW E -> E-7 | E-7 | RU#29 | PHCI-DELL-267 |  | Dell Computer | PowerEdge R-Series | PowerEdge R220 | DELM552 |  | 6061979 |  | Mar 23 2016 3:28PM
San Jose | San Jose -> ATEDR -> ROW E -> E-7 | E-7 | RU#28 | PHCI-DELL-268 |  | Dell Computer | PowerEdge R-Series | PowerEdge R220 | DELM552 |  | 6061978 |  | Mar 23 2016 3:28PM
San Jose | San Jose -> ATEDR -> ROW E -> E-7 | E-7 | RU#27 | PHCI-DELL-269 |  | Dell Computer | PowerEdge R-Series | PowerEdge R220 | DELM552 |  | 6061983 |  | Mar 23 2016 3:29PM
San Jose | San Jose -> ATEDR -> ROW E -> E-7 | E-7 | RU#25 | 2U Wire Manager |  | Panduit | Open-Access | CMPH2 | PAND418 |  |  |  | Mar 23 2016 3:34PM
San Jose | San Jose -> ATEDR -> ROW E -> E-7 | E-7 | RU#24 | PHCI-DELL-270 |  | Dell Computer | PowerEdge R-Series | PowerEdge R220 | DELM552 |  | 6061982 |  | Mar 23 2016 3:29PM
San Jose | San Jose -> ATEDR -> ROW E -> E-7 | E-7 | RU#23 | PHCI-DELL-271 |  | Dell Computer | PowerEdge R-Series | PowerEdge R220 | DELM552 |  | 6061981 |  | Mar 23 2016 3:29PM
San Jose | San Jose -> ATEDR -> ROW E -> E-7 | E-7 | RU#22 | PHCI-DELL-272 |  | Dell Computer | PowerEdge R-Series | PowerEdge R220 | DELM552 |  | 6061981 |  | Mar 23 2016 3:29PM
San Jose | San Jose -> ATEDR -> ROW E -> E-7 | E-7 | RU#21 | PHCI-DELL-273 |  | Dell Computer | PowerEdge R-Series | PowerEdge R220 | DELM552 |  | 6061984 |  | Mar 23 2016 3:29PM
San Jose | San Jose -> ATEDR -> ROW E -> E-7 | E-7 | RU#20 | PHCI-DELL-274 |  | Dell Computer | PowerEdge R-Series | PowerEdge R220 | DELM552 |  | 6061985 |  | Mar 23 2016 3:29PM
San Jose | San Jose -> ATEDR -> ROW E -> E-7 | E-7 | RU#19 | PHCI-DELL-275 |  | Dell Computer | PowerEdge R-Series | PowerEdge R220 | DELM552 |  | 6061986 |  | Mar 23 2016 3:29PM
San Jose | San Jose -> ATEDR -> ROW E -> E-7 | E-7 | RU#18 | PHCI-DELL-276 |  | Dell Computer | PowerEdge R-Series | PowerEdge R220 | DELM552 |  | 6061987 |  | Mar 23 2016 3:29PM
San Jose | San Jose -> ATEDR -> ROW E -> E-7 | E-7 | RU#17 | PHCI-DELL-277 |  | Dell Computer | PowerEdge R-Series | PowerEdge R430 - Closed | DELM801 |  | 6061954 |  | Mar 23 2016 3:29PM
San Jose | San Jose -> ATEDR -> ROW E -> E-7 | E-7 | RU#16 | PHCI-DELL-278 |  | Dell Computer | PowerEdge R-Series | PowerEdge R430 - Closed | DELM801 |  | 6061965 |  | Mar 23 2016 3:29PM
San Jose | San Jose -> ATEDR -> ROW E -> E-7 | E-7 | RU#15 | PHCI-DELL-279 |  | Dell Computer | PowerEdge R-Series | PowerEdge R430 - Closed | DELM801 |  | 6061958 |  | Mar 23 2016 3:29PM
San Jose | San Jose -> ATEDR -> ROW E -> E-7 | E-7 | RU#14 | PHCI-DELL-280 |  | Dell Computer | PowerEdge R-Series | PowerEdge R430 - Closed | DELM801 |  | 6061953 |  | Mar 23 2016 3:29PM
San Jose | San Jose -> ATEDR -> ROW E -> E-7 | E-7 | RU#13 | PHCI-DELL-281 |  | Dell Computer | PowerEdge R-Series | PowerEdge R430 - Closed | DELM801 |  | 6061950 |  | Mar 23 2016 3:29PM
San Jose | San Jose -> ATEDR -> ROW E -> E-7 | E-7 | RU#12 | PHCI-DELL-282 |  | Dell Computer | PowerEdge R-Series | PowerEdge R430 - Closed | DELM801 |  | 6061959 |  | Mar 23 2016 3:29PM
San Jose | San Jose -> ATEDR -> ROW E -> E-7 | E-7 | RU#11 | PHCI-DELL-283 |  | Dell Computer | PowerEdge R-Series | PowerEdge R430 - Closed | DELM801 |  | 6061956 |  | Mar 23 2016 3:29PM
San Jose | San Jose -> ATEDR -> ROW E -> E-7 | E-7 | RU#10 | PHCI-DELL-284 |  | Dell Computer | PowerEdge R-Series | PowerEdge R430 - Closed | DELM801 |  | 6061990 |  | Mar 23 2016 3:29PM
San Jose | San Jose -> ATEDR -> ROW E -> E-7 | E-7 | RU#09 | PHCI-DELL-285 |  | Dell Computer | PowerEdge R-Series | PowerEdge R430 - Closed | DELM801 |  | 6061988 |  | Mar 23 2016 3:29PM
San Jose | San Jose -> ATEDR -> ROW F -> F-1 | F-1 | RU#01 | MAC-AGENT157/159 (shelf) |  | Generic Equipment Set | Shelf | 19 Inch 1U Shelf | GENR944 |  |  |  | Jun 14 2016 1:55PM
San Jose | San Jose -> ATEDR -> ROW F -> F-1 | F-1 | InOutPlug#2 | ATSRF1PDUA | DATA CENTER OPERATIONS | Raritan Computer | Dominion PX | PX-5522 | RCI293 | QB64450054 |  | 10.122.78.64 | Nov 3 2015 3:54PM
San Jose | San Jose -> ATEDR -> ROW F -> F-1 | F-1 | InOutPlug#1 | ATSRF1PDUB | DATA CENTER OPERATIONS | Raritan Computer | Dominion PX | PX-5522 | RCI293 | QB64450083 |  | 10.122.78.65 | Nov 3 2015 3:54PM
San Jose | San Jose -> ATEDR -> ROW F -> F-1 | F-1 | RU#52 | SJA06EDRTOR-F-1 |  | Cisco Systems | Nexus 9000 Series | N9K-C93120TX | CSSY815 | SAL1944S6AV |  |  | Mar 14 2016 4:53PM
San Jose | San Jose -> ATEDR -> ROW F -> F-1 | F-1 | RU#43 | Shelf: 3D-MINI2/3D-MINI1 |  | APC | NetShelter | AR8122BLK | APC980 |  |  |  | Oct 28 2016 4:54PM
San Jose | San Jose -> ATEDR -> ROW F -> F-1 | F-1 | RU#42 | WIN-AGENT218 |  | Hewlett-Packard | ProLiant Gen8 | DL360p G8 | HEPR246 | MXQ31005R5 |  | 10.122.84.10 | Jun 14 2016 1:55PM
San Jose | San Jose -> ATEDR -> ROW F -> F-1 | F-1 | RU#41 | Shelf: IBS-MAC7 |  | APC | NetShelter | AR8122BLK | APC980 |  |  |  | Oct 28 2016 4:54PM
San Jose | San Jose -> ATEDR -> ROW F -> F-1 | F-1 | RU#40 | IBS-WIN04 |  | Hewlett-Packard | ProLiant Gen6 | DL320 G6 | HEPD979 | MX202400L5 |  | 10.122.84.40 | Oct 28 2016 4:54PM
San Jose | San Jose -> ATEDR -> ROW F -> F-1 | F-1 | RU#27 | Shelf: MAC-AGENT163 |  | Generic Equipment Set | Shelf | 19 Inch 1U Shelf | GENR944 |  |  |  | Oct 28 2016 4:54PM
San Jose | San Jose -> ATEDR -> ROW F -> F-1 | F-1 | RU#14 | Shelf: MAC-AGENT161/MAC-AGENT162 |  | Generic Equipment Set | Shelf | 19 Inch 1U Shelf | GENR944 |  |  |  | Oct 28 2016 4:54PM
San Jose | San Jose -> ATEDR -> ROW F -> F-1 -> MAC-AGENT157/159 (shelf) | MAC-AGENT157/159 (shelf) | InOutPlug#7 | MAC-AGENT159 |  | Apple Computer | Mac | MacPro | APPL165 | H01311HKEUH | 3111978 | 10.122.84.14 | Jun 16 2016 6:06PM
San Jose | San Jose -> ATEDR -> ROW F -> F-1 -> MAC-AGENT157/159 (shelf) | MAC-AGENT157/159 (shelf) | InOutPlug#1 | MAC-AGENT157 |  | Apple Computer | Mac | MacPro | APPL165 | H01311CZEUH |  | 10.122.84.11 | Jun 14 2016 4:07PM
San Jose | San Jose -> ATEDR -> ROW F -> F-1 -> Shelf: 3D-MINI2/3D-MINI1 | Shelf: 3D-MINI2/3D-MINI1 | InOutPlug#7 | 3D-MINI1 |  | Apple Computer | Mac | MacMini with HDMI | APPL126 | C07R307MG1J0 |  | 10.122.84.35 | Oct 28 2016 4:54PM
San Jose | San Jose -> ATEDR -> ROW F -> F-1 -> Shelf: 3D-MINI2/3D-MINI1 | Shelf: 3D-MINI2/3D-MINI1 | InOutPlug#1 | 3D-MINI2 |  | Apple Computer | Mac | MacMini with HDMI | APPL126 | C07R307LG1J0 |  | 10.122.84.34 | Oct 28 2016 4:54PM
San Jose | San Jose -> ATEDR -> ROW F -> F-1 -> Shelf: IBS-MAC7 | Shelf: IBS-MAC7 | InOutPlug#1 | IBS-MAC7 |  | Apple Computer | Mac | MacMini with HDMI | APPL126 | C07R608PG1J2 | 6061943 | 10.122.84.37 | Oct 28 2016 4:54PM
San Jose | San Jose -> ATEDR -> ROW F -> F-1 -> Shelf: MAC-AGENT161/MAC-AGENT162 | Shelf: MAC-AGENT161/MAC-AGENT162 | InOutPlug#7 | MAC-AGENT162 |  | Apple Computer | Mac | MacPro | APPL165 | H01311HNEUH | 3111981 | 10.122.84.17 | Oct 28 2016 4:54PM
San Jose | San Jose -> ATEDR -> ROW F -> F-1 -> Shelf: MAC-AGENT161/MAC-AGENT162 | Shelf: MAC-AGENT161/MAC-AGENT162 | InOutPlug#1 | MAC-AGENT161 |  | Apple Computer | Mac | MacPro | APPL165 | G884758FXYL | 3098143 | 10.122.84.16 | Oct 28 2016 4:54PM
San Jose | San Jose -> ATEDR -> ROW F -> F-1 -> Shelf: MAC-AGENT163 | Shelf: MAC-AGENT163 | InOutPlug#7 | MAC-AGENT164 |  | Apple Computer | Mac | MacPro | APPL165 | H01311HLEUH | 3111977 | 10.122.84.19 | Oct 28 2016 4:54PM
San Jose | San Jose -> ATEDR -> ROW F -> F-1 -> Shelf: MAC-AGENT163 | Shelf: MAC-AGENT163 | InOutPlug#1 | MAC-AGENT163 |  | Apple Computer | Mac | MacPro | APPL165 | H01311D4EUH | 3111968 | 10.122.84.18 | Oct 28 2016 4:54PM
San Jose | San Jose -> ATEDR -> ROW F -> F-2 | F-2 | RU#01 | Shelf: MAC-AGENT165/MAC-AGENT166 |  | Generic Equipment Set | Shelf | 19 Inch 1U Shelf | GENR944 |  |  |  | Oct 27 2016 4:03PM
San Jose | San Jose -> ATEDR -> ROW F -> F-2 | F-2 | InOutPlug#2 | ATSRF2PDUA | DATA CENTER OPERATIONS | Raritan Computer | Dominion PX | PX-5522 | RCI293 | QB64450114 |  | 10.122.78.66 | Nov 3 2015 3:54PM
San Jose | San Jose -> ATEDR -> ROW F -> F-2 | F-2 | InOutPlug#1 | ATSRF2PDUB | DATA CENTER OPERATIONS | Raritan Computer | Dominion PX | PX-5522 | RCI293 | QB63550031 |  | 10.122.78.67 | Nov 3 2015 3:54PM
San Jose | San Jose -> ATEDR -> ROW F -> F-2 | F-2 | RU#48 | SJA06EDR-ADMSF-2 |  | Cisco Systems | Catalyst 2960-X | WS-C2960X-48TS-LL | CSSY152 | FOC1943S2DM |  |  | Mar 14 2016 4:53PM
San Jose | San Jose -> ATEDR -> ROW F -> F-2 | F-2 | RU#44 | ALPHA-MASTER |  | Dell Computer | PowerEdge | PowerEdge 860 (Close View) | DELL878 | 1X1JRC1 | 6005989 | 10.122.84.38 | Oct 27 2016 4:04PM
San Jose | San Jose -> ATEDR -> ROW F -> F-2 | F-2 | RU#41 | TT-MASTER |  | Hewlett-Packard | ProLiant | DL320 G5p | HEPD383 | MX282801CZ |  | 10.122.84.39 | Oct 27 2016 4:04PM
San Jose | San Jose -> ATEDR -> ROW F -> F-2 | F-2 | RU#31 | WIN-AGENT215 |  | Hewlett-Packard | ProLiant Gen7 | DL380 G7-SFF | HEPK280 | 2M204202UD |  | 10.122.84.27 | Jun 16 2016 6:06PM
San Jose | San Jose -> ATEDR -> ROW F -> F-2 | F-2 | RU#29 | WIN-AGENT216 |  | Hewlett-Packard | ProLiant Gen7 | DL380 G7-SFF | HEPK280 | 2M2105026E |  | 10.122.84.28 | Jun 16 2016 6:06PM
San Jose | San Jose -> ATEDR -> ROW F -> F-2 | F-2 | RU#17 | Shelf: HYPERDRIVE TEST/GENERAL-LEE |  | Generic Equipment Set | Shelf | 19 Inch 1U Shelf | GENR944 |  |  |  | Oct 27 2016 4:03PM
San Jose | San Jose -> ATEDR -> ROW F -> F-2 -> Shelf: HYPERDRIVE TEST/GENERAL-LEE | Shelf: HYPERDRIVE TEST/GENERAL-LEE | InOutPlug#7 | GENERAL-LEE |  | Apple Computer | Mac | MacPro | APPL165 | H013505EEUH |  | 10.122.84.64 | Oct 27 2016 4:03PM
San Jose | San Jose -> ATEDR -> ROW F -> F-2 -> Shelf: HYPERDRIVE TEST/GENERAL-LEE | Shelf: HYPERDRIVE TEST/GENERAL-LEE | InOutPlug#1 | HYPERDRIVE TEST |  | Apple Computer | Mac | MacPro | APPL165 | None |  | 10.122.84.56 | Oct 27 2016 4:03PM
San Jose | San Jose -> ATEDR -> ROW F -> F-2 -> Shelf: MAC-AGENT165/MAC-AGENT166 | Shelf: MAC-AGENT165/MAC-AGENT166 | InOutPlug#7 | MAC-AGENT166 |  | Apple Computer | Mac | MacPro | APPL165 | H01311G2EUH | 3111970 | 10.122.84.21 | Oct 27 2016 4:03PM
San Jose | San Jose -> ATEDR -> ROW F -> F-2 -> Shelf: MAC-AGENT165/MAC-AGENT166 | Shelf: MAC-AGENT165/MAC-AGENT166 | InOutPlug#1 | MAC-AGENT165 |  | Apple Computer | Mac | MacPro | APPL165 | H01311D0EUH | 3111972 | 10.122.84.20 | Oct 27 2016 4:03PM
San Jose | San Jose -> ATEDR -> ROW F -> F-3 | F-3 | RU#01 | Shelf: ADHOC/IBS-MAC2 |  | Generic Equipment Set | Shelf | 19 Inch 1U Shelf | GENR944 |  |  |  | Oct 27 2016 12:51PM
San Jose | San Jose -> ATEDR -> ROW F -> F-3 | F-3 | InOutPlug#2 | ATSRF3PDUA | DATA CENTER OPERATIONS | Raritan Computer | Dominion PX | PX-5522 | RCI293 | QB64450008 |  | 10.122.78.68 | Nov 3 2015 3:54PM
San Jose | San Jose -> ATEDR -> ROW F -> F-3 | F-3 | InOutPlug#1 | ATSRF3PDUB | DATA CENTER OPERATIONS | Raritan Computer | Dominion PX | PX-5522 | RCI293 | QB64450119 |  | 10.122.78.69 | Nov 3 2015 3:54PM
San Jose | San Jose -> ATEDR -> ROW F -> F-3 | F-3 | RU#52 | SJA06EDRTOR-F-3 |  | Cisco Systems | Nexus 9000 Series | N9K-C93120TX | CSSY815 | SAL1944S692 | 100214457 |  | Mar 14 2016 4:53PM
San Jose | San Jose -> ATEDR -> ROW F -> F-3 | F-3 | RU#40 | Shelf: CSDK-SECONDS/MINUTEMAN/CSDK-MILLI |  | Generic Equipment Set | Shelf | 19 Inch 1U Shelf | GENR944 |  |  |  | Oct 27 2016 12:51PM
San Jose | San Jose -> ATEDR -> ROW F -> F-3 | F-3 | RU#39 | IOS-ANDROID |  | Apple Computer | Xserve | Xserve | APPL078 | H004916L6HS |  | 10.122.84.75, 10.122.84.76 | Oct 27 2016 12:51PM
San Jose | San Jose -> ATEDR -> ROW F -> F-3 | F-3 | RU#38 | FREDDY |  | Apple Computer | Xserve | Xserve | APPL078 | G88332SEX8S |  | 10.122.84.12 | Oct 27 2016 12:51PM
San Jose | San Jose -> ATEDR -> ROW F -> F-3 | F-3 | RU#27 | Shelf: 30MACPROPROVISION/IOS2 |  | Generic Equipment Set | Shelf | 19 Inch 1U Shelf | GENR944 |  |  |  | Oct 27 2016 12:51PM
San Jose | San Jose -> ATEDR -> ROW F -> F-3 | F-3 | RU#14 | Shelf: CTAUTO-STORAGE/CTAUTO-STORAGE3 |  | Generic Equipment Set | Shelf | 19 Inch 1U Shelf | GENR944 |  |  |  | Oct 27 2016 12:51PM
San Jose | San Jose -> ATEDR -> ROW F -> F-3 -> Shelf: 30MACPROPROVISION/IOS2 | Shelf: 30MACPROPROVISION/IOS2 | InOutPlug#7 | IOS2 |  | Apple Computer | Mac | MacPro | APPL165 | 4073804TUTZ |  | 10.122.84.71 | Oct 27 2016 12:51PM
San Jose | San Jose -> ATEDR -> ROW F -> F-3 -> Shelf: 30MACPROPROVISION/IOS2 | Shelf: 30MACPROPROVISION/IOS2 | InOutPlug#1 | 30MACPROPROVISION |  | Apple Computer | Mac | MacPro | APPL165 | YM6460AEUQ2 |  | VLAN 84, DHCP | Oct 27 2016 12:51PM
San Jose | San Jose -> ATEDR -> ROW F -> F-3 -> Shelf: ADHOC/IBS-MAC2 | Shelf: ADHOC/IBS-MAC2 | InOutPlug#7 | IBS-MAC2 |  | Apple Computer | Mac | MacPro | APPL165 | G883106TXYK | 3097001 | 10.122.84.44 | Oct 27 2016 12:51PM
San Jose | San Jose -> ATEDR -> ROW F -> F-3 -> Shelf: ADHOC/IBS-MAC2 | Shelf: ADHOC/IBS-MAC2 | InOutPlug#1 | ADHOC |  | Apple Computer | Mac | MacPro | APPL165 | YM01603920G |  | 10.122.84.55 | Oct 27 2016 12:51PM
San Jose | San Jose -> ATEDR -> ROW F -> F-3 -> Shelf: CSDK-SECONDS/MINUTEMAN/CSDK-MILLI | Shelf: CSDK-SECONDS/MINUTEMAN/CSDK-MILLI | InOutPlug#5 | MINUTEMAN EXTERNAL DRIVE2 |  | Seagate Technology | TapeStor | DAT 24 | SEAG002 | None |  |  | Oct 27 2016 12:51PM
San Jose | San Jose -> ATEDR -> ROW F -> F-3 -> Shelf: CSDK-SECONDS/MINUTEMAN/CSDK-MILLI | Shelf: CSDK-SECONDS/MINUTEMAN/CSDK-MILLI | InOutPlug#4 | MINUTEMAN EXTERNAL DRIVE1 |  | Seagate Technology | TapeStor | DAT 24 | SEAG002 | None |  |  | Oct 27 2016 12:51PM
San Jose | San Jose -> ATEDR -> ROW F -> F-3 -> Shelf: CSDK-SECONDS/MINUTEMAN/CSDK-MILLI | Shelf: CSDK-SECONDS/MINUTEMAN/CSDK-MILLI | InOutPlug#3 | CSDK-MILLI |  | Apple Computer | Mac | Mac Pro (Quad-Core) | APPL204 | F5SKD09UF9VN |  | 10.122.84.94 | Oct 27 2016 12:51PM
San Jose | San Jose -> ATEDR -> ROW F -> F-3 -> Shelf: CSDK-SECONDS/MINUTEMAN/CSDK-MILLI | Shelf: CSDK-SECONDS/MINUTEMAN/CSDK-MILLI | InOutPlug#2 | MINUTEMAN |  | Apple Computer | Mac | Mac Pro (Quad-Core) | APPL204 | None |  | 10.122.84.61 | Oct 27 2016 12:51PM
San Jose | San Jose -> ATEDR -> ROW F -> F-3 -> Shelf: CSDK-SECONDS/MINUTEMAN/CSDK-MILLI | Shelf: CSDK-SECONDS/MINUTEMAN/CSDK-MILLI | InOutPlug#1 | CSDK-SECONDS |  | Apple Computer | Mac | Mac Pro (Quad-Core) | APPL204 | C07P381XG1HW |  | 10.122.84.60 | Oct 27 2016 12:51PM
San Jose | San Jose -> ATEDR -> ROW F -> F-3 -> Shelf: CTAUTO-STORAGE/CTAUTO-STORAGE3 | Shelf: CTAUTO-STORAGE/CTAUTO-STORAGE3 | InOutPlug#7 | CTAUTO-STORAGE3 |  | Apple Computer | Mac | MacPro | APPL165 | G86380G0UPZ |  | 10.122.84.73 | Oct 27 2016 12:51PM
San Jose | San Jose -> ATEDR -> ROW F -> F-3 -> Shelf: CTAUTO-STORAGE/CTAUTO-STORAGE3 | Shelf: CTAUTO-STORAGE/CTAUTO-STORAGE3 | InOutPlug#1 | CTAUTO-STORAGE |  | Apple Computer | Mac | MacPro | APPL165 | GG87280QJUPZ |  | 10.122.84.72 | Oct 27 2016 12:51PM
San Jose | San Jose -> ATEDR -> ROW F -> F-4 | F-4 | RU#01 | Shelf: IR-MAC-4/IR-MAC-6 |  | Generic Equipment Set | Shelf | 19 Inch 1U Shelf | GENR944 |  |  |  | Oct 27 2016 5:12PM
San Jose | San Jose -> ATEDR -> ROW F -> F-4 | F-4 | InOutPlug#2 | ATSRF4PDUA | DATA CENTER OPERATIONS | Raritan Computer | Dominion PX | PX-5522 | RCI293 | QB64450110 |  | 10.122.78.70 | Nov 3 2015 3:54PM
San Jose | San Jose -> ATEDR -> ROW F -> F-4 | F-4 | InOutPlug#1 | ATSRF4PDUB | DATA CENTER OPERATIONS | Raritan Computer | Dominion PX | PX-5522 | RCI293 | QB64450077 |  | 10.122.78.71 | Nov 3 2015 3:54PM
San Jose | San Jose -> ATEDR -> ROW F -> F-4 | F-4 | RU#49 | KVMATEDR8 |  | Raritan Computer | Dominion KX III | DKX3-464/DKX3-864 | RCI681 |  |  | 10.122.68.49 | Mar 14 2016 5:46PM
San Jose | San Jose -> ATEDR -> ROW F -> F-4 | F-4 | RU#48 | SJA06EDR-ADMSF-4 |  | Cisco Systems | Catalyst 2960-X | WS-C2960X-48TS-LL | CSSY152 | FOC1943S2BZ |  |  | Mar 14 2016 4:53PM
San Jose | San Jose -> ATEDR -> ROW F -> F-4 | F-4 | RU#44 | PSREPORT2 |  | Hewlett-Packard | ProLiant Gen7 | DL385 G7 | HEPK260 | 2M220401VY |  | 10.122.84.62 | Oct 27 2016 5:12PM
San Jose | San Jose -> ATEDR -> ROW F -> F-4 | F-4 | RU#42 | XENSERVER-27 |  | Hewlett-Packard | ProLiant Gen7 | DL385 G7 | HEPK260 | 2M220401ZS |  | 10.122.84.86 | Oct 27 2016 5:12PM
San Jose | San Jose -> ATEDR -> ROW F -> F-4 | F-4 | RU#40 | IR-WIN-3 |  | Hewlett-Packard | ProLiant Gen7 | DL385 G7 | HEPK260 | 2M220401VM |  | 10.122.84.83 | Oct 27 2016 5:12PM
San Jose | San Jose -> ATEDR -> ROW F -> F-4 | F-4 | RU#26 | Shelf: DI-JENKINS-MAC9/IR-MAC-5 |  | Generic Equipment Set | Shelf | 19 Inch 1U Shelf | GENR944 |  |  |  | Oct 27 2016 5:12PM
San Jose | San Jose -> ATEDR -> ROW F -> F-4 | F-4 | RU#14 | Shelf: DI-JENKINS-MAC11/DI-JENKINS-MAC10 |  | Generic Equipment Set | Shelf | 19 Inch 1U Shelf | GENR944 |  |  |  | Oct 27 2016 5:12PM
San Jose | San Jose -> ATEDR -> ROW F -> F-4 -> Shelf: DI-JENKINS-MAC11/DI-JENKINS-MAC10 | Shelf: DI-JENKINS-MAC11/DI-JENKINS-MAC10 | InOutPlug#7 | DI-JENKINS-MAC10 |  | Apple Computer | Mac | MacPro | APPL165 | G880923DXYK |  | 10.122.84.43 | Oct 27 2016 5:12PM
San Jose | San Jose -> ATEDR -> ROW F -> F-4 -> Shelf: DI-JENKINS-MAC11/DI-JENKINS-MAC10 | Shelf: DI-JENKINS-MAC11/DI-JENKINS-MAC10 | InOutPlug#1 | DI-JENKINS-MAC11 |  | Apple Computer | Mac | MacPro | APPL165 | G88172JWXYL |  | 10.122.84.42 | Oct 27 2016 5:12PM
San Jose | San Jose -> ATEDR -> ROW F -> F-4 -> Shelf: DI-JENKINS-MAC9/IR-MAC-5 | Shelf: DI-JENKINS-MAC9/IR-MAC-5 | InOutPlug#7 | IR-MAC-5 |  | Apple Computer | Mac | MacPro | APPL165 | G884110QXYL |  | 10.122.84.81 | Oct 27 2016 5:12PM
San Jose | San Jose -> ATEDR -> ROW F -> F-4 -> Shelf: DI-JENKINS-MAC9/IR-MAC-5 | Shelf: DI-JENKINS-MAC9/IR-MAC-5 | InOutPlug#1 | DI-JENKINS-MAC9 |  | Apple Computer | Mac | MacPro | APPL165 | G883106TXYK |  | 10.122.84.44 | Oct 27 2016 5:12PM
San Jose | San Jose -> ATEDR -> ROW F -> F-4 -> Shelf: IR-MAC-4/IR-MAC-6 | Shelf: IR-MAC-4/IR-MAC-6 | InOutPlug#7 | IR-MAC-6 |  | Apple Computer | Mac | MacPro | APPL165 | G88311A6XYK |  | 10.122.84.82 | Oct 27 2016 5:12PM
San Jose | San Jose -> ATEDR -> ROW F -> F-4 -> Shelf: IR-MAC-4/IR-MAC-6 | Shelf: IR-MAC-4/IR-MAC-6 | InOutPlug#1 | IR-MAC-4 |  | Apple Computer | Mac | MacPro | APPL165 | H01430A3EUH |  | 10.122.84.80 | Oct 27 2016 5:12PM
San Jose | San Jose -> ATEDR -> ROW F -> F-5 | F-5 | RU#01 | Shelf: IR-MAC-3 |  | Generic Equipment Set | Shelf | 19 Inch 1U Shelf | GENR944 |  |  |  | Oct 28 2016 12:00PM
San Jose | San Jose -> ATEDR -> ROW F -> F-5 | F-5 | InOutPlug#2 | ATSRF5PDUA | DATA CENTER OPERATIONS | Raritan Computer | Dominion PX | PX-5522 | RCI293 | QB64450049 |  | 10.122.78.72 | Nov 3 2015 3:54PM
San Jose | San Jose -> ATEDR -> ROW F -> F-5 | F-5 | InOutPlug#1 | ATSRF5PDUB | DATA CENTER OPERATIONS | Raritan Computer | Dominion PX | PX-5522 | RCI293 | QB63550018 |  | 10.122.78.73 | Nov 3 2015 3:54PM
San Jose | San Jose -> ATEDR -> ROW F -> F-5 | F-5 | RU#52 | SJA06EDRTOR-F-5 |  | Cisco Systems | Nexus 9000 Series | N9K-C93120TX | CSSY815 | SAL1916DLMK | 100214452 |  | Mar 14 2016 4:53PM
San Jose | San Jose -> ATEDR -> ROW F -> F-5 | F-5 | RU#41 | IR-WIN-5 |  | Dell Computer | Precision T Series | Precision T5500 (Rackmount) | DELC734 | GX9NNS1 |  | 10.122.84.85 | Oct 26 2016 4:26PM
San Jose | San Jose -> ATEDR -> ROW F -> F-5 | F-5 | RU#36 | IR-WIN-4 |  | Dell Computer | Precision T Series | Precision T5500 (Rackmount) | DELC734 | 1LMV6V1 |  | 10.122.84.84 | Oct 26 2016 4:26PM
San Jose | San Jose -> ATEDR -> ROW F -> F-5 | F-5 | RU#25 | Shelf: DI-MAC-5 |  | Generic Equipment Set | Shelf | 19 Inch 1U Shelf | GENR944 |  |  |  | Oct 26 2016 4:26PM
San Jose | San Jose -> ATEDR -> ROW F -> F-5 -> Shelf: DI-MAC-5 | Shelf: DI-MAC-5 | InOutPlug#1 | DI-MAC-5 |  | Apple Computer | Mac | Mac Pro (Quad-Core) | APPL204 | G89140WG20G |  | VLAN 84 | Oct 26 2016 4:26PM
San Jose | San Jose -> ATEDR -> ROW F -> F-5 -> Shelf: IR-MAC-3 | Shelf: IR-MAC-3 | InOutPlug#1 | IR-MAC-3 |  | Apple Computer | Mac | MacPro | APPL165 | H01430E7EUH |  | 10.122.84.79 | Oct 28 2016 12:00PM
San Jose | San Jose -> ATEDR -> ROW F -> F-6 | F-6 | InOutPlug#2 | ATSRF6PDUA | DATA CENTER OPERATIONS | Raritan Computer | Dominion PX | PX-5522 | RCI293 | QB64450122 |  | 10.122.78.74 | Nov 3 2015 3:54PM
San Jose | San Jose -> ATEDR -> ROW F -> F-6 | F-6 | InOutPlug#1 | ATSRF6PDUB | DATA CENTER OPERATIONS | Raritan Computer | Dominion PX | PX-5522 | RCI293 | QB63550003 |  | 10.122.78.75 | Nov 3 2015 3:54PM
San Jose | San Jose -> ATEDR -> ROW F -> F-6 | F-6 | RU#48 | SJA06EDR-ADMSF-6 |  | Cisco Systems | Catalyst 2960-X | WS-C2960X-48TS-LL | CSSY152 | FOC1943S2AM |  |  | Mar 14 2016 4:53PM
San Jose | San Jose -> ATEDR -> ROW F -> F-6 | F-6 | RU#44 | LXD01-SJ1 |  | Dell Computer | PowerEdge R-Series | PowerEdge R730 - Closed | DELM803 | 5Y6BJB2 | 100214620 | Drac=10.122.80.50 | Jun 30 2016 3:01PM
San Jose | San Jose -> ATEDR -> ROW F -> F-6 | F-6 | RU#42 | LXD02-SJ1 |  | Dell Computer | PowerEdge R-Series | PowerEdge R730 - Closed | DELM803 | 5Y6CJB2 | 100214619 | Drac=10.122.80.51 | Jun 30 2016 3:01PM
San Jose | San Jose -> ATEDR -> ROW F -> F-6 | F-6 | RU#40 | CTCLUSTER83 |  | Hewlett-Packard | ProLiant Gen8 | DL385p G8 | HEPR352 | MXQ31404SF |  | VLAN 84 | Oct 26 2016 3:54PM
San Jose | San Jose -> ATEDR -> ROW F -> F-6 | F-6 | RU#38 | CTCLUSTER84 |  | Hewlett-Packard | ProLiant Gen8 | DL385p G8 | HEPR352 | MXQ31404S9 |  | VLAN 84 | Oct 26 2016 3:54PM
San Jose | San Jose -> ATEDR -> ROW F -> F-6 | F-6 | RU#36 | CTCLUSTER88 |  | Hewlett-Packard | ProLiant Gen8 | DL385p G8 | HEPR352 | MXQ31701CY |  | VLAN 84 | Oct 26 2016 3:54PM
San Jose | San Jose -> ATEDR -> ROW F -> F-6 | F-6 | RU#35 | WIN-AGENT220 |  | Hewlett-Packard | ProLiant Gen7 | DL360 G7 | HEPK293 | MXQ0390BSS |  | VLAN 84 | Oct 26 2016 3:54PM
San Jose | San Jose -> ATEDR -> ROW F -> F-6 | F-6 | RU#22 | Shelf: DI-MAC-6 |  | Generic Equipment Set | Shelf | 19 Inch 1U Shelf | GENR944 |  |  |  | Oct 26 2016 3:54PM
San Jose | San Jose -> ATEDR -> ROW F -> F-6 -> Shelf: DI-MAC-6 | Shelf: DI-MAC-6 | InOutPlug#1 | DI-MAC-6 |  | Apple Computer | Mac | Mac Pro (Quad-Core) | APPL204 | H0051041GER |  | VLAN 84 | Oct 26 2016 3:54PM
San Jose | San Jose -> ATEDR -> ROW F -> F-7 | F-7 | RU#01 | SJA06EDR-DS-01 | NETWORK SERVICES | Cisco Systems | Nexus 9000 Series | N9K-C9508 | CSSY227 | FGE19340ZV5 | 100214474 | 10.122.68.4 | Dec 11 2015 3:35PM
San Jose | San Jose -> ATEDR -> ROW F -> F-7 | F-7 | InOutPlug#2 | ATSRF7PDUA | DATA CENTER OPERATIONS | Raritan Computer | Dominion PX | PX-5522 | RCI293 | QB64450117 |  | 10.122.78.76 | Nov 3 2015 3:54PM
San Jose | San Jose -> ATEDR -> ROW F -> F-7 | F-7 | InOutPlug#1 | ATSRF7PDUB | DATA CENTER OPERATIONS | Raritan Computer | Dominion PX | PX-5522 | RCI293 | QB63550015 |  | 10.122.78.77 | Nov 3 2015 3:54PM
San Jose | San Jose -> ATEDR -> ROW F -> F-7 | F-7 | RU#52 | SJA06EDRTOR-F-7 |  | Cisco Systems | Nexus 9000 Series | N9K-C9372PX | CSSY717 |  |  |  | May 2 2016 4:42PM
San Jose | San Jose -> ATEDR -> ROW F -> F-7 | F-7 | RU#51 | CONATEDR7 |  | Raritan Computer | Dominion SX II | DSX2-32M | RCI956 |  |  |  | Apr 26 2016 12:42PM
San Jose | San Jose -> ATEDR -> ROW F -> F-7 | F-7 | RU#41 | blanking panel |  | APC | NetShelter | AR8101BLK-8U | APC972 |  |  |  | Nov 3 2015 3:54PM
San Jose | San Jose -> ATEDR -> ROW F -> F-7 | F-7 | RU#33 | blanking panel |  | APC | NetShelter | AR8101BLK-8U | APC972 |  |  |  | Nov 3 2015 3:54PM
San Jose | San Jose -> ATEDR -> ROW F -> F-7 | F-7 | RU#25 | blanking panel |  | APC | NetShelter | AR8101BLK-8U | APC972 |  |  |  | Nov 3 2015 3:54PM
San Jose | San Jose -> ATEDR -> ROW F -> F-7 | F-7 | RU#17 | blanking panel |  | APC | NetShelter | AR8101BLK-8U | APC972 |  |  |  | Nov 3 2015 3:54PM
San Jose | San Jose -> ATEDR -> ROW F -> F-7 | F-7 | RU#14 | blanking panel |  | APC | NetShelter | AR8101BLK-3U | APCC280 |  |  |  | Jan 20 2016 3:25PM
San Jose | San Jose -> ATEDR -> ROW G -> G-1 | G-1 | RU#01 | blanking panel |  | APC | NetShelter | AR8101BLK-8U | APC972 |  |  |  | Oct 30 2015 10:28AM
San Jose | San Jose -> ATEDR -> ROW G -> G-1 | G-1 | InOutPlug#2 | ATSRG1PDUA | DATA CENTER OPERATIONS | Raritan Computer | Dominion PX | PX-5522 | RCI293 | QB64450096 |  | 10.122.78.78 | Oct 30 2015 10:28AM
San Jose | San Jose -> ATEDR -> ROW G -> G-1 | G-1 | InOutPlug#1 | ATSRG1PDUB | DATA CENTER OPERATIONS | Raritan Computer | Dominion PX | PX-5522 | RCI293 | QB64450092 |  | 10.122.78.79 | Oct 30 2015 10:28AM
San Jose | San Jose -> ATEDR -> ROW G -> G-1 | G-1 | RU#52 | AT06EDRTOR-G-1 |  | Cisco Systems | Nexus 9000 Series | N9K-C93120TX | CSSY815 |  |  |  | May 25 2016 12:49PM
San Jose | San Jose -> ATEDR -> ROW G -> G-1 | G-1 | RU#51 | Blank |  | APC | NetShelter | AR8101BLK-1U | APC969 |  |  |  | Apr 26 2016 1:04PM
San Jose | San Jose -> ATEDR -> ROW G -> G-1 | G-1 | RU#50 | Blank |  | APC | NetShelter | AR8101BLK-1U | APC969 |  |  |  | Apr 26 2016 1:04PM
San Jose | San Jose -> ATEDR -> ROW G -> G-1 | G-1 | RU#49 | Blank |  | APC | NetShelter | AR8101BLK-1U | APC969 |  |  |  | Apr 26 2016 1:04PM
San Jose | San Jose -> ATEDR -> ROW G -> G-1 | G-1 | RU#41 | blanking panel |  | APC | NetShelter | AR8101BLK-8U | APC972 |  |  |  | Oct 30 2015 10:29AM
San Jose | San Jose -> ATEDR -> ROW G -> G-1 | G-1 | RU#33 | blanking panel |  | APC | NetShelter | AR8101BLK-8U | APC972 |  |  |  | Oct 30 2015 10:29AM
San Jose | San Jose -> ATEDR -> ROW G -> G-1 | G-1 | RU#25 | blanking panel |  | APC | NetShelter | AR8101BLK-8U | APC972 |  |  |  | Oct 30 2015 10:28AM
San Jose | San Jose -> ATEDR -> ROW G -> G-1 | G-1 | RU#17 | blanking panel |  | APC | NetShelter | AR8101BLK-8U | APC972 |  |  |  | Oct 30 2015 10:28AM
San Jose | San Jose -> ATEDR -> ROW G -> G-1 | G-1 | RU#09 | blanking panel |  | APC | NetShelter | AR8101BLK-8U | APC972 |  |  |  | Oct 30 2015 10:28AM
San Jose | San Jose -> ATEDR -> ROW G -> G-2 | G-2 | RU#01 | blanking panel |  | APC | NetShelter | AR8101BLK-8U | APC972 |  |  |  | Oct 30 2015 10:29AM
San Jose | San Jose -> ATEDR -> ROW G -> G-2 | G-2 | InOutPlug#2 | ATSRG2PDUA | DATA CENTER OPERATIONS | Raritan Computer | Dominion PX | PX-5522 | RCI293 | QB64450051 |  | 10.122.78.80 | Oct 30 2015 10:29AM
San Jose | San Jose -> ATEDR -> ROW G -> G-2 | G-2 | InOutPlug#1 | ATSRG2PDUB | DATA CENTER OPERATIONS | Raritan Computer | Dominion PX | PX-5522 | RCI293 | QB64450027 |  | 10.122.78.81 | Oct 30 2015 10:29AM
San Jose | San Jose -> ATEDR -> ROW G -> G-2 | G-2 | RU#53 | blanking panel |  | APC | NetShelter | AR8101BLK-1U | APC969 |  |  |  | Oct 30 2015 10:29AM
San Jose | San Jose -> ATEDR -> ROW G -> G-2 | G-2 | RU#49 | blanking panel |  | APC | NetShelter | AR8101BLK-4U | APC971 |  |  |  | Oct 30 2015 10:29AM
San Jose | San Jose -> ATEDR -> ROW G -> G-2 | G-2 | RU#48 | SJA06EDR-ADMSG-2 |  | Cisco Systems | Catalyst 2960-X | WS-C2960X-48TS-LL | CSSY152 |  |  |  | Apr 26 2016 1:04PM
San Jose | San Jose -> ATEDR -> ROW G -> G-2 | G-2 | RU#47 | Blank |  | APC | NetShelter | AR8101BLK-1U | APC969 |  |  |  | Apr 26 2016 1:04PM
San Jose | San Jose -> ATEDR -> ROW G -> G-2 | G-2 | RU#46 | Blank |  | APC | NetShelter | AR8101BLK-1U | APC969 |  |  |  | Apr 26 2016 1:04PM
San Jose | San Jose -> ATEDR -> ROW G -> G-2 | G-2 | RU#45 | Blank |  | APC | NetShelter | AR8101BLK-1U | APC969 |  |  |  | Apr 26 2016 1:04PM
San Jose | San Jose -> ATEDR -> ROW G -> G-2 | G-2 | RU#44 | Blank |  | APC | NetShelter | AR8101BLK-1U | APC969 |  |  |  | Apr 26 2016 1:04PM
San Jose | San Jose -> ATEDR -> ROW G -> G-2 | G-2 | RU#43 | Blank |  | APC | NetShelter | AR8101BLK-1U | APC969 |  |  |  | Apr 26 2016 1:04PM
San Jose | San Jose -> ATEDR -> ROW G -> G-2 | G-2 | RU#42 | Blank |  | APC | NetShelter | AR8101BLK-1U | APC969 |  |  |  | Apr 26 2016 1:04PM
San Jose | San Jose -> ATEDR -> ROW G -> G-2 | G-2 | RU#41 | Blank |  | APC | NetShelter | AR8101BLK-1U | APC969 |  |  |  | Apr 26 2016 1:04PM
San Jose | San Jose -> ATEDR -> ROW G -> G-2 | G-2 | RU#33 | blanking panel |  | APC | NetShelter | AR8101BLK-8U | APC972 |  |  |  | Oct 30 2015 10:29AM
San Jose | San Jose -> ATEDR -> ROW G -> G-2 | G-2 | RU#25 | blanking panel |  | APC | NetShelter | AR8101BLK-8U | APC972 |  |  |  | Oct 30 2015 10:29AM
San Jose | San Jose -> ATEDR -> ROW G -> G-2 | G-2 | RU#17 | blanking panel |  | APC | NetShelter | AR8101BLK-8U | APC972 |  |  |  | Oct 30 2015 10:29AM
San Jose | San Jose -> ATEDR -> ROW G -> G-2 | G-2 | RU#09 | blanking panel |  | APC | NetShelter | AR8101BLK-8U | APC972 |  |  |  | Oct 30 2015 10:29AM
San Jose | San Jose -> ATEDR -> ROW G -> G-3 | G-3 | RU#01 | blanking panel |  | APC | NetShelter | AR8101BLK-8U | APC972 |  |  |  | Oct 30 2015 10:29AM
San Jose | San Jose -> ATEDR -> ROW G -> G-3 | G-3 | InOutPlug#2 | ATSRG3PDUA | DATA CENTER OPERATIONS | Raritan Computer | Dominion PX | PX-5522 | RCI293 | QB64450041 |  | 10.122.78.82 | Oct 30 2015 10:29AM
San Jose | San Jose -> ATEDR -> ROW G -> G-3 | G-3 | InOutPlug#1 | ATSRG3PDUB | DATA CENTER OPERATIONS | Raritan Computer | Dominion PX | PX-5522 | RCI293 | QB64450120 |  | 10.122.78.83 | Oct 30 2015 10:29AM
San Jose | San Jose -> ATEDR -> ROW G -> G-3 | G-3 | RU#52 | SJA06EDRTOR-G-3 |  | Cisco Systems | Nexus 9000 Series | N9K-C93120TX | CSSY815 |  |  |  | Apr 26 2016 1:04PM
San Jose | San Jose -> ATEDR -> ROW G -> G-3 | G-3 | RU#41 | blanking panel |  | APC | NetShelter | AR8101BLK-8U | APC972 |  |  |  | Oct 30 2015 10:29AM
San Jose | San Jose -> ATEDR -> ROW G -> G-3 | G-3 | RU#33 | blanking panel |  | APC | NetShelter | AR8101BLK-8U | APC972 |  |  |  | Oct 30 2015 10:29AM
San Jose | San Jose -> ATEDR -> ROW G -> G-3 | G-3 | RU#25 | blanking panel |  | APC | NetShelter | AR8101BLK-8U | APC972 |  |  |  | Oct 30 2015 10:29AM
San Jose | San Jose -> ATEDR -> ROW G -> G-3 | G-3 | RU#17 | blanking panel |  | APC | NetShelter | AR8101BLK-8U | APC972 |  |  |  | Oct 30 2015 10:29AM
San Jose | San Jose -> ATEDR -> ROW G -> G-3 | G-3 | RU#09 | blanking panel |  | APC | NetShelter | AR8101BLK-8U | APC972 |  |  |  | Oct 30 2015 10:29AM
San Jose | San Jose -> ATEDR -> ROW G -> G-4 | G-4 | RU#01 | blanking panel |  | APC | NetShelter | AR8101BLK-8U | APC972 |  |  |  | Oct 30 2015 10:29AM
San Jose | San Jose -> ATEDR -> ROW G -> G-4 | G-4 | InOutPlug#2 | ATSRG4PDUA | DATA CENTER OPERATIONS | Raritan Computer | Dominion PX | PX-5522 | RCI293 | QB64450127 |  | 10.122.78.84 | Oct 30 2015 10:29AM
San Jose | San Jose -> ATEDR -> ROW G -> G-4 | G-4 | InOutPlug#1 | ATSRG4PDUB | DATA CENTER OPERATIONS | Raritan Computer | Dominion PX | PX-5522 | RCI293 | QB64450073 |  | 10.122.78.85 | Oct 30 2015 10:29AM
San Jose | San Jose -> ATEDR -> ROW G -> G-4 | G-4 | RU#53 | blanking panel |  | APC | NetShelter | AR8101BLK-1U | APC969 |  |  |  | Oct 30 2015 10:29AM
San Jose | San Jose -> ATEDR -> ROW G -> G-4 | G-4 | RU#50 | KVMATEDR8 |  | Raritan Computer | Dominion KX III | DKX3-464/DKX3-864 | RCI681 |  |  |  | Apr 26 2016 1:04PM
San Jose | San Jose -> ATEDR -> ROW G -> G-4 | G-4 | RU#48 | SJA06EDR-ADMSG-4 |  | Cisco Systems | Catalyst 2960-X | WS-C2960X-48TS-LL | CSSY152 |  |  |  | Apr 26 2016 1:04PM
San Jose | San Jose -> ATEDR -> ROW G -> G-4 | G-4 | RU#33 | blanking panel |  | APC | NetShelter | AR8101BLK-8U | APC972 |  |  |  | Oct 30 2015 10:29AM
San Jose | San Jose -> ATEDR -> ROW G -> G-4 | G-4 | RU#25 | blanking panel |  | APC | NetShelter | AR8101BLK-8U | APC972 |  |  |  | Oct 30 2015 10:29AM
San Jose | San Jose -> ATEDR -> ROW G -> G-4 | G-4 | RU#17 | blanking panel |  | APC | NetShelter | AR8101BLK-8U | APC972 |  |  |  | Oct 30 2015 10:29AM
San Jose | San Jose -> ATEDR -> ROW G -> G-4 | G-4 | RU#09 | blanking panel |  | APC | NetShelter | AR8101BLK-8U | APC972 |  |  |  | Oct 30 2015 10:29AM
San Jose | San Jose -> ATEDR -> ROW G -> G-5 | G-5 | RU#01 | blanking panel |  | APC | NetShelter | AR8101BLK-8U | APC972 |  |  |  | Oct 30 2015 10:29AM
San Jose | San Jose -> ATEDR -> ROW G -> G-5 | G-5 | InOutPlug#2 | ATSRG5PDUA | DATA CENTER OPERATIONS | Raritan Computer | Dominion PX | PX-5522 | RCI293 | QB64450084 |  | 10.122.78.86 | Oct 30 2015 10:29AM
San Jose | San Jose -> ATEDR -> ROW G -> G-5 | G-5 | InOutPlug#1 | ATSRG5PDUB | DATA CENTER OPERATIONS | Raritan Computer | Dominion PX | PX-5522 | RCI293 | QB64450024 |  | 10.122.78.87 | Oct 30 2015 10:29AM
San Jose | San Jose -> ATEDR -> ROW G -> G-5 | G-5 | RU#52 | SJA06EDRTOR-G-5 |  | Cisco Systems | Nexus 9000 Series | N9K-C93120TX | CSSY815 |  |  |  | Apr 26 2016 1:04PM
San Jose | San Jose -> ATEDR -> ROW G -> G-5 | G-5 | RU#41 | blanking panel |  | APC | NetShelter | AR8101BLK-8U | APC972 |  |  |  | Oct 30 2015 10:29AM
San Jose | San Jose -> ATEDR -> ROW G -> G-5 | G-5 | RU#33 | blanking panel |  | APC | NetShelter | AR8101BLK-8U | APC972 |  |  |  | Oct 30 2015 10:29AM
San Jose | San Jose -> ATEDR -> ROW G -> G-5 | G-5 | RU#25 | blanking panel |  | APC | NetShelter | AR8101BLK-8U | APC972 |  |  |  | Oct 30 2015 10:29AM
San Jose | San Jose -> ATEDR -> ROW G -> G-5 | G-5 | RU#17 | blanking panel |  | APC | NetShelter | AR8101BLK-8U | APC972 |  |  |  | Oct 30 2015 10:29AM
San Jose | San Jose -> ATEDR -> ROW G -> G-5 | G-5 | RU#09 | blanking panel |  | APC | NetShelter | AR8101BLK-8U | APC972 |  |  |  | Oct 30 2015 10:29AM
San Jose | San Jose -> ATEDR -> ROW G -> G-6 | G-6 | RU#01 | blanking panel |  | APC | NetShelter | AR8101BLK-8U | APC972 |  |  |  | Oct 30 2015 10:29AM
San Jose | San Jose -> ATEDR -> ROW G -> G-6 | G-6 | InOutPlug#2 | ATSRG6PDUA | DATA CENTER OPERATIONS | Raritan Computer | Dominion PX | PX-5522 | RCI293 | QB64450033 |  | 10.122.78.88 | Oct 30 2015 10:29AM
San Jose | San Jose -> ATEDR -> ROW G -> G-6 | G-6 | InOutPlug#1 | ATSRG6PDUB | DATA CENTER OPERATIONS | Raritan Computer | Dominion PX | PX-5522 | RCI293 | QB64450074 |  | 10.122.78.89 | Oct 30 2015 10:29AM
San Jose | San Jose -> ATEDR -> ROW G -> G-6 | G-6 | RU#53 | blanking panel |  | APC | NetShelter | AR8101BLK-1U | APC969 |  |  |  | Oct 30 2015 10:29AM
San Jose | San Jose -> ATEDR -> ROW G -> G-6 | G-6 | RU#49 | blanking panel |  | APC | NetShelter | AR8101BLK-4U | APC971 |  |  |  | Oct 30 2015 10:29AM
San Jose | San Jose -> ATEDR -> ROW G -> G-6 | G-6 | RU#48 | SJA06EDR-ADMSG-6 |  | Cisco Systems | Catalyst 2960-X | WS-C2960X-48TS-LL | CSSY152 |  |  |  | Apr 26 2016 1:04PM
San Jose | San Jose -> ATEDR -> ROW G -> G-6 | G-6 | RU#33 | blanking panel |  | APC | NetShelter | AR8101BLK-8U | APC972 |  |  |  | Oct 30 2015 10:29AM
San Jose | San Jose -> ATEDR -> ROW G -> G-6 | G-6 | RU#25 | blanking panel |  | APC | NetShelter | AR8101BLK-8U | APC972 |  |  |  | Oct 30 2015 10:29AM
San Jose | San Jose -> ATEDR -> ROW G -> G-6 | G-6 | RU#17 | blanking panel |  | APC | NetShelter | AR8101BLK-8U | APC972 |  |  |  | Oct 30 2015 10:29AM
San Jose | San Jose -> ATEDR -> ROW G -> G-6 | G-6 | RU#09 | blanking panel |  | APC | NetShelter | AR8101BLK-8U | APC972 |  |  |  | Oct 30 2015 10:29AM
San Jose | San Jose -> ATEDR -> ROW G -> G-7 | G-7 | RU#01 | SJA06EDR-DS-02 | NETWORK SERVICES | Cisco Systems | Nexus 9000 Series | N9K-C9508 | CSSY227 | FGE19340ZVF | 100214473 | 10.122.68.5 | Dec 11 2015 3:35PM
San Jose | San Jose -> ATEDR -> ROW G -> G-7 | G-7 | InOutPlug#2 | ATSRG7PDUA | DATA CENTER OPERATIONS | Raritan Computer | Dominion PX | PX-5522 | RCI293 | QB64450118 |  | 10.122.78.90 | Oct 30 2015 10:29AM
San Jose | San Jose -> ATEDR -> ROW G -> G-7 | G-7 | InOutPlug#1 | ATSRG7PDUB | DATA CENTER OPERATIONS | Raritan Computer | Dominion PX | PX-5522 | RCI293 | QB64450126 |  | 10.122.78.91 | Oct 30 2015 10:29AM
San Jose | San Jose -> ATEDR -> ROW G -> G-7 | G-7 | RU#51 | SJA06EDRTOR-G-7 |  | Cisco Systems | Nexus 9000 Series | N9K-C9372PX | CSSY717 |  |  |  | May 2 2016 4:42PM
San Jose | San Jose -> ATEDR -> ROW G -> G-7 | G-7 | RU#41 | blanking panel |  | APC | NetShelter | AR8101BLK-8U | APC972 |  |  |  | Oct 30 2015 10:29AM
San Jose | San Jose -> ATEDR -> ROW G -> G-7 | G-7 | RU#33 | blanking panel |  | APC | NetShelter | AR8101BLK-8U | APC972 |  |  |  | Oct 30 2015 10:29AM
San Jose | San Jose -> ATEDR -> ROW G -> G-7 | G-7 | RU#25 | blanking panel |  | APC | NetShelter | AR8101BLK-8U | APC972 |  |  |  | Oct 30 2015 10:29AM
San Jose | San Jose -> ATEDR -> ROW G -> G-7 | G-7 | RU#17 | blanking panel |  | APC | NetShelter | AR8101BLK-8U | APC972 |  |  |  | Oct 30 2015 10:29AM
San Jose | San Jose -> ATEDR -> ROW G -> G-7 | G-7 | RU#14 | blanking panel |  | APC | NetShelter | AR8101BLK-3U | APCC280 |  |  |  | Jan 20 2016 3:25PM
San Jose | San Jose -> ATEDR -> ROW H -> H-1 | H-1 | RU#01 | blanking panel |  | APC | NetShelter | AR8101BLK-8U | APC972 |  |  |  | Oct 30 2015 10:29AM
San Jose | San Jose -> ATEDR -> ROW H -> H-1 | H-1 | InOutPlug#2 | ATSRH1PDUA | DATA CENTER OPERATIONS | Raritan Computer | Dominion PX | PX-5522 | RCI293 | QB64450132 |  | 10.122.78.92 | Oct 30 2015 10:29AM
San Jose | San Jose -> ATEDR -> ROW H -> H-1 | H-1 | InOutPlug#1 | ATSRH1PDUB | DATA CENTER OPERATIONS | Raritan Computer | Dominion PX | PX-5522 | RCI293 | QB64B50015 |  | 10.122.78.93 | Oct 30 2015 10:29AM
San Jose | San Jose -> ATEDR -> ROW H -> H-1 | H-1 | RU#52 | SJA06EDRTOR-H-1 |  | Cisco Systems | Nexus 9000 Series | N9K-C93120TX | CSSY815 | SAL1944S6CF | 100214454 |  | Mar 14 2016 4:53PM
San Jose | San Jose -> ATEDR -> ROW H -> H-1 | H-1 | RU#41 | blanking panel |  | APC | NetShelter | AR8101BLK-8U | APC972 |  |  |  | Oct 30 2015 10:29AM
San Jose | San Jose -> ATEDR -> ROW H -> H-1 | H-1 | RU#33 | blanking panel |  | APC | NetShelter | AR8101BLK-8U | APC972 |  |  |  | Oct 30 2015 10:29AM
San Jose | San Jose -> ATEDR -> ROW H -> H-1 | H-1 | RU#25 | blanking panel |  | APC | NetShelter | AR8101BLK-8U | APC972 |  |  |  | Oct 30 2015 10:29AM
San Jose | San Jose -> ATEDR -> ROW H -> H-1 | H-1 | RU#17 | blanking panel |  | APC | NetShelter | AR8101BLK-8U | APC972 |  |  |  | Oct 30 2015 10:29AM
San Jose | San Jose -> ATEDR -> ROW H -> H-1 | H-1 | RU#09 | blanking panel |  | APC | NetShelter | AR8101BLK-8U | APC972 |  |  |  | Oct 30 2015 10:29AM
San Jose | San Jose -> ATEDR -> ROW H -> H-2 | H-2 | RU#01 | blanking panel |  | APC | NetShelter | AR8101BLK-8U | APC972 |  |  |  | Oct 30 2015 10:29AM
San Jose | San Jose -> ATEDR -> ROW H -> H-2 | H-2 | InOutPlug#2 | ATSRH2PDUA | DATA CENTER OPERATIONS | Raritan Computer | Dominion PX | PX-5522 | RCI293 | QB64450116 |  | 10.122.78.94 | Oct 30 2015 10:29AM
San Jose | San Jose -> ATEDR -> ROW H -> H-2 | H-2 | InOutPlug#1 | ATSRH2PDUB | DATA CENTER OPERATIONS | Raritan Computer | Dominion PX | PX-5522 | RCI293 | QB64B50018 |  | 10.122.78.95 | Oct 30 2015 10:29AM
San Jose | San Jose -> ATEDR -> ROW H -> H-2 | H-2 | RU#53 | blanking panel |  | APC | NetShelter | AR8101BLK-1U | APC969 |  |  |  | Oct 30 2015 10:29AM
San Jose | San Jose -> ATEDR -> ROW H -> H-2 | H-2 | RU#41 | blanking panel |  | APC | NetShelter | AR8101BLK-8U | APC972 |  |  |  | Oct 30 2015 10:29AM
San Jose | San Jose -> ATEDR -> ROW H -> H-2 | H-2 | RU#33 | blanking panel |  | APC | NetShelter | AR8101BLK-8U | APC972 |  |  |  | Oct 30 2015 10:29AM
San Jose | San Jose -> ATEDR -> ROW H -> H-2 | H-2 | RU#25 | blanking panel |  | APC | NetShelter | AR8101BLK-8U | APC972 |  |  |  | Oct 30 2015 10:29AM
San Jose | San Jose -> ATEDR -> ROW H -> H-2 | H-2 | RU#17 | blanking panel |  | APC | NetShelter | AR8101BLK-8U | APC972 |  |  |  | Oct 30 2015 10:29AM
San Jose | San Jose -> ATEDR -> ROW H -> H-2 | H-2 | RU#09 | blanking panel |  | APC | NetShelter | AR8101BLK-8U | APC972 |  |  |  | Oct 30 2015 10:29AM
San Jose | San Jose -> ATEDR -> ROW H -> H-3 | H-3 | RU#01 | blanking panel |  | APC | NetShelter | AR8101BLK-8U | APC972 |  |  |  | Oct 30 2015 10:29AM
San Jose | San Jose -> ATEDR -> ROW H -> H-3 | H-3 | InOutPlug#2 | ATSRH3PDUA | DATA CENTER OPERATIONS | Raritan Computer | Dominion PX | PX-5522 | RCI293 | QB64B50008 |  | 10.122.78.96 | Oct 30 2015 10:29AM
San Jose | San Jose -> ATEDR -> ROW H -> H-3 | H-3 | InOutPlug#1 | ATSRH3PDUB | DATA CENTER OPERATIONS | Raritan Computer | Dominion PX | PX-5522 | RCI293 | QB64450085 |  | 10.122.78.97 | Oct 30 2015 10:29AM
San Jose | San Jose -> ATEDR -> ROW H -> H-3 | H-3 | RU#53 | blanking panel |  | APC | NetShelter | AR8101BLK-1U | APC969 |  |  |  | Oct 30 2015 10:29AM
San Jose | San Jose -> ATEDR -> ROW H -> H-3 | H-3 | RU#51 | SJA06EDRTOR-H-3 |  | Cisco Systems | Nexus 9000 Series | N9K-C93120TX | CSSY815 |  |  |  | Apr 26 2016 1:04PM
San Jose | San Jose -> ATEDR -> ROW H -> H-3 | H-3 | RU#41 | blanking panel |  | APC | NetShelter | AR8101BLK-8U | APC972 |  |  |  | Oct 30 2015 10:29AM
San Jose | San Jose -> ATEDR -> ROW H -> H-3 | H-3 | RU#33 | blanking panel |  | APC | NetShelter | AR8101BLK-8U | APC972 |  |  |  | Oct 30 2015 10:29AM
San Jose | San Jose -> ATEDR -> ROW H -> H-3 | H-3 | RU#25 | blanking panel |  | APC | NetShelter | AR8101BLK-8U | APC972 |  |  |  | Oct 30 2015 10:29AM
San Jose | San Jose -> ATEDR -> ROW H -> H-3 | H-3 | RU#17 | blanking panel |  | APC | NetShelter | AR8101BLK-8U | APC972 |  |  |  | Oct 30 2015 10:29AM
San Jose | San Jose -> ATEDR -> ROW H -> H-3 | H-3 | RU#09 | blanking panel |  | APC | NetShelter | AR8101BLK-8U | APC972 |  |  |  | Oct 30 2015 10:29AM
San Jose | San Jose -> ATEDR -> ROW H -> H-4 | H-4 | RU#01 | blanking panel |  | APC | NetShelter | AR8101BLK-8U | APC972 |  |  |  | Oct 30 2015 10:29AM
San Jose | San Jose -> ATEDR -> ROW H -> H-4 | H-4 | InOutPlug#2 | ATSRH4PDUA | DATA CENTER OPERATIONS | Raritan Computer | Dominion PX | PX-5522 | RCI293 | QB64450067 |  | 10.122.78.98 | Oct 30 2015 10:29AM
San Jose | San Jose -> ATEDR -> ROW H -> H-4 | H-4 | InOutPlug#1 | ATSRH4PDUB | DATA CENTER OPERATIONS | Raritan Computer | Dominion PX | PX-5522 | RCI293 | QB64450061 |  | 10.122.78.99 | Oct 30 2015 10:29AM
San Jose | San Jose -> ATEDR -> ROW H -> H-4 | H-4 | RU#53 | blanking panel |  | APC | NetShelter | AR8101BLK-1U | APC969 |  |  |  | Oct 30 2015 10:29AM
San Jose | San Jose -> ATEDR -> ROW H -> H-4 | H-4 | RU#49 | blanking panel |  | APC | NetShelter | AR8101BLK-4U | APC971 |  |  |  | Oct 30 2015 10:29AM
San Jose | San Jose -> ATEDR -> ROW H -> H-4 | H-4 | RU#41 | blanking panel |  | APC | NetShelter | AR8101BLK-8U | APC972 |  |  |  | Oct 30 2015 10:29AM
San Jose | San Jose -> ATEDR -> ROW H -> H-4 | H-4 | RU#33 | blanking panel |  | APC | NetShelter | AR8101BLK-8U | APC972 |  |  |  | Oct 30 2015 10:29AM
San Jose | San Jose -> ATEDR -> ROW H -> H-4 | H-4 | RU#25 | blanking panel |  | APC | NetShelter | AR8101BLK-8U | APC972 |  |  |  | Oct 30 2015 10:29AM
San Jose | San Jose -> ATEDR -> ROW H -> H-4 | H-4 | RU#17 | blanking panel |  | APC | NetShelter | AR8101BLK-8U | APC972 |  |  |  | Oct 30 2015 10:29AM
San Jose | San Jose -> ATEDR -> ROW H -> H-4 | H-4 | RU#09 | blanking panel |  | APC | NetShelter | AR8101BLK-8U | APC972 |  |  |  | Oct 30 2015 10:29AM
San Jose | San Jose -> ATEDR -> ROW H -> H-5 | H-5 | RU#01 | blanking panel |  | APC | NetShelter | AR8101BLK-8U | APC972 |  |  |  | Oct 30 2015 10:29AM
San Jose | San Jose -> ATEDR -> ROW H -> H-5 | H-5 | InOutPlug#2 | ATSRH5PDUA | DATA CENTER OPERATIONS | Raritan Computer | Dominion PX | PX-5522 | RCI293 | QB64450046 |  | 10.122.78.100 | Oct 30 2015 10:29AM
San Jose | San Jose -> ATEDR -> ROW H -> H-5 | H-5 | InOutPlug#1 | ATSRH5PDUB | DATA CENTER OPERATIONS | Raritan Computer | Dominion PX | PX-5522 | RCI293 | QB64450105 |  | 10.122.78.101 | Oct 30 2015 10:29AM
San Jose | San Jose -> ATEDR -> ROW H -> H-5 | H-5 | RU#52 | AT06EDRTOR-H-5 |  | Cisco Systems | Nexus 9000 Series | N9K-C93120TX | CSSY815 |  |  |  | May 25 2016 1:05PM
San Jose | San Jose -> ATEDR -> ROW H -> H-5 | H-5 | RU#41 | blanking panel |  | APC | NetShelter | AR8101BLK-8U | APC972 |  |  |  | Oct 30 2015 10:29AM
San Jose | San Jose -> ATEDR -> ROW H -> H-5 | H-5 | RU#33 | blanking panel |  | APC | NetShelter | AR8101BLK-8U | APC972 |  |  |  | Oct 30 2015 10:29AM
San Jose | San Jose -> ATEDR -> ROW H -> H-5 | H-5 | RU#25 | blanking panel |  | APC | NetShelter | AR8101BLK-8U | APC972 |  |  |  | Oct 30 2015 10:29AM
San Jose | San Jose -> ATEDR -> ROW H -> H-5 | H-5 | RU#17 | blanking panel |  | APC | NetShelter | AR8101BLK-8U | APC972 |  |  |  | Oct 30 2015 10:29AM
San Jose | San Jose -> ATEDR -> ROW H -> H-5 | H-5 | RU#09 | blanking panel |  | APC | NetShelter | AR8101BLK-8U | APC972 |  |  |  | Oct 30 2015 10:29AM
San Jose | San Jose -> ATEDR -> ROW H -> H-6 | H-6 | RU#01 | blanking panel |  | APC | NetShelter | AR8101BLK-8U | APC972 |  |  |  | Oct 30 2015 10:29AM
San Jose | San Jose -> ATEDR -> ROW H -> H-6 | H-6 | InOutPlug#2 | ATSRH6PDUA | DATA CENTER OPERATIONS | Raritan Computer | Dominion PX | PX-5522 | RCI293 | QB64450016 |  | 10.122.78.102 | Oct 30 2015 10:29AM
San Jose | San Jose -> ATEDR -> ROW H -> H-6 | H-6 | InOutPlug#1 | ATSRH6PDUB | DATA CENTER OPERATIONS | Raritan Computer | Dominion PX | PX-5522 | RCI293 | QB64B50011 |  | 10.122.78.103 | Oct 30 2015 10:29AM
San Jose | San Jose -> ATEDR -> ROW H -> H-6 | H-6 | RU#53 | blanking panel |  | APC | NetShelter | AR8101BLK-1U | APC969 |  |  |  | Oct 30 2015 10:29AM
San Jose | San Jose -> ATEDR -> ROW H -> H-6 | H-6 | RU#49 | blanking panel |  | APC | NetShelter | AR8101BLK-4U | APC971 |  |  |  | Oct 30 2015 10:29AM
San Jose | San Jose -> ATEDR -> ROW H -> H-6 | H-6 | RU#41 | blanking panel |  | APC | NetShelter | AR8101BLK-8U | APC972 |  |  |  | Oct 30 2015 10:29AM
San Jose | San Jose -> ATEDR -> ROW H -> H-6 | H-6 | RU#33 | blanking panel |  | APC | NetShelter | AR8101BLK-8U | APC972 |  |  |  | Oct 30 2015 10:29AM
San Jose | San Jose -> ATEDR -> ROW H -> H-6 | H-6 | RU#25 | blanking panel |  | APC | NetShelter | AR8101BLK-8U | APC972 |  |  |  | Oct 30 2015 10:29AM
San Jose | San Jose -> ATEDR -> ROW H -> H-6 | H-6 | RU#17 | blanking panel |  | APC | NetShelter | AR8101BLK-8U | APC972 |  |  |  | Oct 30 2015 10:29AM
San Jose | San Jose -> ATEDR -> ROW H -> H-6 | H-6 | RU#09 | blanking panel |  | APC | NetShelter | AR8101BLK-8U | APC972 |  |  |  | Oct 30 2015 10:29AM
San Jose | San Jose -> ATEDR -> ROW H -> H-7 | H-7 | RU#01 | blanking panel |  | APC | NetShelter | AR8101BLK-8U | APC972 |  |  |  | Oct 30 2015 10:29AM
San Jose | San Jose -> ATEDR -> ROW H -> H-7 | H-7 | InOutPlug#2 | ATSRH7PDUA | DATA CENTER OPERATIONS | Raritan Computer | Dominion PX | PX-5522 | RCI293 | QB64450128 |  | 10.122.78.104 | Oct 30 2015 10:29AM
San Jose | San Jose -> ATEDR -> ROW H -> H-7 | H-7 | InOutPlug#1 | ATSRH7PDUB | DATA CENTER OPERATIONS | Raritan Computer | Dominion PX | PX-5522 | RCI293 | QB64450029 |  | 10.122.78.105 | Oct 30 2015 10:29AM
San Jose | San Jose -> ATEDR -> ROW H -> H-7 | H-7 | RU#52 | AT06EDRTOR-H-7 |  | Cisco Systems | Nexus 9000 Series | N9K-C93120TX | CSSY815 |  |  |  | May 25 2016 1:06PM
San Jose | San Jose -> ATEDR -> ROW H -> H-7 | H-7 | RU#41 | blanking panel |  | APC | NetShelter | AR8101BLK-8U | APC972 |  |  |  | Oct 30 2015 10:29AM
San Jose | San Jose -> ATEDR -> ROW H -> H-7 | H-7 | RU#33 | blanking panel |  | APC | NetShelter | AR8101BLK-8U | APC972 |  |  |  | Oct 30 2015 10:29AM
San Jose | San Jose -> ATEDR -> ROW H -> H-7 | H-7 | RU#25 | blanking panel |  | APC | NetShelter | AR8101BLK-8U | APC972 |  |  |  | Oct 30 2015 10:29AM
San Jose | San Jose -> ATEDR -> ROW H -> H-7 | H-7 | RU#17 | blanking panel |  | APC | NetShelter | AR8101BLK-8U | APC972 |  |  |  | Oct 30 2015 10:29AM
San Jose | San Jose -> ATEDR -> ROW H -> H-7 | H-7 | RU#09 | blanking panel |  | APC | NetShelter | AR8101BLK-8U | APC972 |  |  |  | Oct 30 2015 10:29AM
San Jose | San Jose -> ATEDR -> ROW I -> I-1 | I-1 | RU#01 | blanking panel |  | APC | NetShelter | AR8101BLK-8U | APC972 |  |  |  | Oct 30 2015 10:29AM
San Jose | San Jose -> ATEDR -> ROW I -> I-1 | I-1 | InOutPlug#2 | ATSRI1PDUA | DATA CENTER OPERATIONS | Raritan Computer | Dominion PX | PX-5522 | RCI293 | QB64B50012 |  | 10.122.78.106 | Oct 30 2015 10:29AM
San Jose | San Jose -> ATEDR -> ROW I -> I-1 | I-1 | InOutPlug#1 | ATSRI1PDUB | DATA CENTER OPERATIONS | Raritan Computer | Dominion PX | PX-5522 | RCI293 | QB64B50016 |  | 10.122.78.107 | Oct 30 2015 10:29AM
San Jose | San Jose -> ATEDR -> ROW I -> I-1 | I-1 | RU#53 | blanking panel |  | APC | NetShelter | AR8101BLK-1U | APC969 |  |  |  | Oct 30 2015 10:29AM
San Jose | San Jose -> ATEDR -> ROW I -> I-1 | I-1 | RU#49 | blanking panel |  | APC | NetShelter | AR8101BLK-4U | APC971 |  |  |  | Oct 30 2015 10:29AM
San Jose | San Jose -> ATEDR -> ROW I -> I-1 | I-1 | RU#41 | blanking panel |  | APC | NetShelter | AR8101BLK-8U | APC972 |  |  |  | Oct 30 2015 10:29AM
San Jose | San Jose -> ATEDR -> ROW I -> I-1 | I-1 | RU#33 | blanking panel |  | APC | NetShelter | AR8101BLK-8U | APC972 |  |  |  | Oct 30 2015 10:29AM
San Jose | San Jose -> ATEDR -> ROW I -> I-1 | I-1 | RU#25 | blanking panel |  | APC | NetShelter | AR8101BLK-8U | APC972 |  |  |  | Oct 30 2015 10:29AM
San Jose | San Jose -> ATEDR -> ROW I -> I-1 | I-1 | RU#17 | blanking panel |  | APC | NetShelter | AR8101BLK-8U | APC972 |  |  |  | Oct 30 2015 10:29AM
San Jose | San Jose -> ATEDR -> ROW I -> I-1 | I-1 | RU#09 | blanking panel |  | APC | NetShelter | AR8101BLK-8U | APC972 |  |  |  | Oct 30 2015 10:29AM
San Jose | San Jose -> ATEDR -> ROW I -> I-2 | I-2 | RU#01 | blanking panel |  | APC | NetShelter | AR8101BLK-8U | APC972 |  |  |  | Oct 30 2015 10:29AM
San Jose | San Jose -> ATEDR -> ROW I -> I-2 | I-2 | InOutPlug#2 | ATSRI2PDUA | DATA CENTER OPERATIONS | Raritan Computer | Dominion PX | PX-5522 | RCI293 | QB64B50014 |  | 10.122.78.108 | Oct 30 2015 10:29AM
San Jose | San Jose -> ATEDR -> ROW I -> I-2 | I-2 | InOutPlug#1 | ATSRI2PDUB | DATA CENTER OPERATIONS | Raritan Computer | Dominion PX | PX-5522 | RCI293 | QB64B50010 |  | 10.122.78.109 | Oct 30 2015 10:29AM
San Jose | San Jose -> ATEDR -> ROW I -> I-2 | I-2 | RU#53 | blanking panel |  | APC | NetShelter | AR8101BLK-1U | APC969 |  |  |  | Oct 30 2015 10:29AM
San Jose | San Jose -> ATEDR -> ROW I -> I-2 | I-2 | RU#49 | blanking panel |  | APC | NetShelter | AR8101BLK-4U | APC971 |  |  |  | Oct 30 2015 10:29AM
San Jose | San Jose -> ATEDR -> ROW I -> I-2 | I-2 | RU#41 | blanking panel |  | APC | NetShelter | AR8101BLK-8U | APC972 |  |  |  | Oct 30 2015 10:29AM
San Jose | San Jose -> ATEDR -> ROW I -> I-2 | I-2 | RU#33 | blanking panel |  | APC | NetShelter | AR8101BLK-8U | APC972 |  |  |  | Oct 30 2015 10:29AM
San Jose | San Jose -> ATEDR -> ROW I -> I-2 | I-2 | RU#25 | blanking panel |  | APC | NetShelter | AR8101BLK-8U | APC972 |  |  |  | Oct 30 2015 10:29AM
San Jose | San Jose -> ATEDR -> ROW I -> I-2 | I-2 | RU#17 | blanking panel |  | APC | NetShelter | AR8101BLK-8U | APC972 |  |  |  | Oct 30 2015 10:29AM
San Jose | San Jose -> ATEDR -> ROW I -> I-2 | I-2 | RU#09 | blanking panel |  | APC | NetShelter | AR8101BLK-8U | APC972 |  |  |  | Oct 30 2015 10:29AM
San Jose | San Jose -> ATEDR -> ROW I -> I-3 | I-3 | RU#01 | blanking panel |  | APC | NetShelter | AR8101BLK-8U | APC972 |  |  |  | Oct 30 2015 10:30AM
San Jose | San Jose -> ATEDR -> ROW I -> I-3 | I-3 | InOutPlug#2 | ATSRI3PDUA | DATA CENTER OPERATIONS | Raritan Computer | Dominion PX | PX-5522 | RCI293 | QB63550004 |  | 10.122.78.110 | Oct 30 2015 10:30AM
San Jose | San Jose -> ATEDR -> ROW I -> I-3 | I-3 | InOutPlug#1 | ATSRI3PDUB | DATA CENTER OPERATIONS | Raritan Computer | Dominion PX | PX-5522 | RCI293 | QB63550002 |  | 10.122.78.111 | Oct 30 2015 10:30AM
San Jose | San Jose -> ATEDR -> ROW I -> I-3 | I-3 | RU#53 | blanking panel |  | APC | NetShelter | AR8101BLK-1U | APC969 |  |  |  | Oct 30 2015 10:30AM
San Jose | San Jose -> ATEDR -> ROW I -> I-3 | I-3 | RU#49 | blanking panel |  | APC | NetShelter | AR8101BLK-4U | APC971 |  |  |  | Oct 30 2015 10:30AM
San Jose | San Jose -> ATEDR -> ROW I -> I-3 | I-3 | RU#41 | blanking panel |  | APC | NetShelter | AR8101BLK-8U | APC972 |  |  |  | Oct 30 2015 10:30AM
San Jose | San Jose -> ATEDR -> ROW I -> I-3 | I-3 | RU#33 | blanking panel |  | APC | NetShelter | AR8101BLK-8U | APC972 |  |  |  | Oct 30 2015 10:30AM
San Jose | San Jose -> ATEDR -> ROW I -> I-3 | I-3 | RU#25 | blanking panel |  | APC | NetShelter | AR8101BLK-8U | APC972 |  |  |  | Oct 30 2015 10:30AM
San Jose | San Jose -> ATEDR -> ROW I -> I-3 | I-3 | RU#17 | blanking panel |  | APC | NetShelter | AR8101BLK-8U | APC972 |  |  |  | Oct 30 2015 10:30AM
San Jose | San Jose -> ATEDR -> ROW I -> I-3 | I-3 | RU#09 | blanking panel |  | APC | NetShelter | AR8101BLK-8U | APC972 |  |  |  | Oct 30 2015 10:30AM
San Jose | San Jose -> ATEDR -> ROW I -> I-4 | I-4 | RU#01 | blanking panel |  | APC | NetShelter | AR8101BLK-8U | APC972 |  |  |  | Oct 30 2015 10:30AM
San Jose | San Jose -> ATEDR -> ROW I -> I-4 | I-4 | InOutPlug#2 | ATSRI4PDUA | DATA CENTER OPERATIONS | Raritan Computer | Dominion PX | PX-5522 | RCI293 | QB64B50001 |  | 10.122.78.112 | Oct 30 2015 10:30AM
San Jose | San Jose -> ATEDR -> ROW I -> I-4 | I-4 | InOutPlug#1 | ATSRI4PDUB | DATA CENTER OPERATIONS | Raritan Computer | Dominion PX | PX-5522 | RCI293 | QB64B50004 |  | 10.122.78.113 | Oct 30 2015 10:30AM
San Jose | San Jose -> ATEDR -> ROW I -> I-4 | I-4 | RU#53 | blanking panel |  | APC | NetShelter | AR8101BLK-1U | APC969 |  |  |  | Oct 30 2015 10:30AM
San Jose | San Jose -> ATEDR -> ROW I -> I-4 | I-4 | RU#49 | blanking panel |  | APC | NetShelter | AR8101BLK-4U | APC971 |  |  |  | Oct 30 2015 10:30AM
San Jose | San Jose -> ATEDR -> ROW I -> I-4 | I-4 | RU#41 | blanking panel |  | APC | NetShelter | AR8101BLK-8U | APC972 |  |  |  | Oct 30 2015 10:30AM
San Jose | San Jose -> ATEDR -> ROW I -> I-4 | I-4 | RU#33 | blanking panel |  | APC | NetShelter | AR8101BLK-8U | APC972 |  |  |  | Oct 30 2015 10:30AM
San Jose | San Jose -> ATEDR -> ROW I -> I-4 | I-4 | RU#25 | blanking panel |  | APC | NetShelter | AR8101BLK-8U | APC972 |  |  |  | Oct 30 2015 10:30AM
San Jose | San Jose -> ATEDR -> ROW I -> I-4 | I-4 | RU#17 | blanking panel |  | APC | NetShelter | AR8101BLK-8U | APC972 |  |  |  | Oct 30 2015 10:30AM
San Jose | San Jose -> ATEDR -> ROW I -> I-4 | I-4 | RU#09 | blanking panel |  | APC | NetShelter | AR8101BLK-8U | APC972 |  |  |  | Oct 30 2015 10:30AM
San Jose | San Jose -> ATEDR -> ROW I -> I-5 | I-5 | RU#01 | blanking panel |  | APC | NetShelter | AR8101BLK-8U | APC972 |  |  |  | Oct 30 2015 10:30AM
San Jose | San Jose -> ATEDR -> ROW I -> I-5 | I-5 | InOutPlug#2 | ATSRI5PDUA | DATA CENTER OPERATIONS | Raritan Computer | Dominion PX | PX-5522 | RCI293 | QB64B50009 |  | 10.122.78.114 | Oct 30 2015 10:30AM
San Jose | San Jose -> ATEDR -> ROW I -> I-5 | I-5 | InOutPlug#1 | ATSRI5PDUB | DATA CENTER OPERATIONS | Raritan Computer | Dominion PX | PX-5522 | RCI293 | QB64B50006 |  | 10.122.78.115 | Oct 30 2015 10:30AM
San Jose | San Jose -> ATEDR -> ROW I -> I-5 | I-5 | RU#53 | blanking panel |  | APC | NetShelter | AR8101BLK-1U | APC969 |  |  |  | Oct 30 2015 10:30AM
San Jose | San Jose -> ATEDR -> ROW I -> I-5 | I-5 | RU#49 | blanking panel |  | APC | NetShelter | AR8101BLK-4U | APC971 |  |  |  | Oct 30 2015 10:30AM
San Jose | San Jose -> ATEDR -> ROW I -> I-5 | I-5 | RU#41 | blanking panel |  | APC | NetShelter | AR8101BLK-8U | APC972 |  |  |  | Oct 30 2015 10:30AM
San Jose | San Jose -> ATEDR -> ROW I -> I-5 | I-5 | RU#33 | blanking panel |  | APC | NetShelter | AR8101BLK-8U | APC972 |  |  |  | Oct 30 2015 10:30AM
San Jose | San Jose -> ATEDR -> ROW I -> I-5 | I-5 | RU#25 | blanking panel |  | APC | NetShelter | AR8101BLK-8U | APC972 |  |  |  | Oct 30 2015 10:30AM
San Jose | San Jose -> ATEDR -> ROW I -> I-5 | I-5 | RU#17 | blanking panel |  | APC | NetShelter | AR8101BLK-8U | APC972 |  |  |  | Oct 30 2015 10:30AM
San Jose | San Jose -> ATEDR -> ROW I -> I-5 | I-5 | RU#09 | blanking panel |  | APC | NetShelter | AR8101BLK-8U | APC972 |  |  |  | Oct 30 2015 10:30AM
San Jose | San Jose -> ATEDR -> ROW I -> I-6 | I-6 | RU#01 | blanking panel |  | APC | NetShelter | AR8101BLK-8U | APC972 |  |  |  | Oct 30 2015 10:30AM
San Jose | San Jose -> ATEDR -> ROW I -> I-6 | I-6 | InOutPlug#2 | ATSRI6PDUA | DATA CENTER OPERATIONS | Raritan Computer | Dominion PX | PX-5522 | RCI293 | QB64B50017 |  | 10.122.78.116 | Oct 30 2015 10:30AM
San Jose | San Jose -> ATEDR -> ROW I -> I-6 | I-6 | InOutPlug#1 | ATSRI6PDUB | DATA CENTER OPERATIONS | Raritan Computer | Dominion PX | PX-5522 | RCI293 | QB64B50005 |  | 10.122.78.117 | Oct 30 2015 10:30AM
San Jose | San Jose -> ATEDR -> ROW I -> I-6 | I-6 | RU#53 | blanking panel |  | APC | NetShelter | AR8101BLK-1U | APC969 |  |  |  | Oct 30 2015 10:30AM
San Jose | San Jose -> ATEDR -> ROW I -> I-6 | I-6 | RU#49 | blanking panel |  | APC | NetShelter | AR8101BLK-4U | APC971 |  |  |  | Oct 30 2015 10:30AM
San Jose | San Jose -> ATEDR -> ROW I -> I-6 | I-6 | RU#41 | blanking panel |  | APC | NetShelter | AR8101BLK-8U | APC972 |  |  |  | Oct 30 2015 10:30AM
San Jose | San Jose -> ATEDR -> ROW I -> I-6 | I-6 | RU#33 | blanking panel |  | APC | NetShelter | AR8101BLK-8U | APC972 |  |  |  | Oct 30 2015 10:30AM
San Jose | San Jose -> ATEDR -> ROW I -> I-6 | I-6 | RU#25 | blanking panel |  | APC | NetShelter | AR8101BLK-8U | APC972 |  |  |  | Oct 30 2015 10:30AM
San Jose | San Jose -> ATEDR -> ROW I -> I-6 | I-6 | RU#17 | blanking panel |  | APC | NetShelter | AR8101BLK-8U | APC972 |  |  |  | Oct 30 2015 10:30AM
San Jose | San Jose -> ATEDR -> ROW I -> I-6 | I-6 | RU#09 | blanking panel |  | APC | NetShelter | AR8101BLK-8U | APC972 |  |  |  | Oct 30 2015 10:30AM
San Jose | San Jose -> ATEDR -> ROW I -> I-7 | I-7 | RU#01 | blanking panel |  | APC | NetShelter | AR8101BLK-8U | APC972 |  |  |  | Oct 30 2015 10:30AM
San Jose | San Jose -> ATEDR -> ROW I -> I-7 | I-7 | InOutPlug#2 | ATSRI7PDUA | DATA CENTER OPERATIONS | Raritan Computer | Dominion PX | PX-5522 | RCI293 | QB63550024 |  | 10.122.78.118 | Oct 30 2015 10:30AM
San Jose | San Jose -> ATEDR -> ROW I -> I-7 | I-7 | InOutPlug#1 | ATSRI7PDUB | DATA CENTER OPERATIONS | Raritan Computer | Dominion PX | PX-5522 | RCI293 | QB63550014 |  | 10.122.78.119 | Oct 30 2015 10:30AM
San Jose | San Jose -> ATEDR -> ROW I -> I-7 | I-7 | RU#53 | blanking panel |  | APC | NetShelter | AR8101BLK-1U | APC969 |  |  |  | Oct 30 2015 10:30AM
San Jose | San Jose -> ATEDR -> ROW I -> I-7 | I-7 | RU#49 | blanking panel |  | APC | NetShelter | AR8101BLK-4U | APC971 |  |  |  | Oct 30 2015 10:30AM
San Jose | San Jose -> ATEDR -> ROW I -> I-7 | I-7 | RU#41 | blanking panel |  | APC | NetShelter | AR8101BLK-8U | APC972 |  |  |  | Oct 30 2015 10:30AM
San Jose | San Jose -> ATEDR -> ROW I -> I-7 | I-7 | RU#33 | blanking panel |  | APC | NetShelter | AR8101BLK-8U | APC972 |  |  |  | Oct 30 2015 10:30AM
San Jose | San Jose -> ATEDR -> ROW I -> I-7 | I-7 | RU#25 | blanking panel |  | APC | NetShelter | AR8101BLK-8U | APC972 |  |  |  | Oct 30 2015 10:30AM
San Jose | San Jose -> ATEDR -> ROW I -> I-7 | I-7 | RU#17 | blanking panel |  | APC | NetShelter | AR8101BLK-8U | APC972 |  |  |  | Oct 30 2015 10:30AM
San Jose | San Jose -> ATEDR -> ROW I -> I-7 | I-7 | RU#09 | blanking panel |  | APC | NetShelter | AR8101BLK-8U | APC972 |  |  |  | Oct 30 2015 10:30AM
San Jose | San Jose -> ATEDR -> ROW J -> J-1 | J-1 | RU#08 | Blanking Panel |  | APC | NetShelter | AR8101BLK-2U | APC970 |  |  |  | Oct 20 2014 4:29PM
San Jose | San Jose -> ATEDR -> ROW J -> J-1 | J-1 | RU#06 | Blanking Panel |  | APC | NetShelter | AR8101BLK-2U | APC970 |  |  |  | Oct 20 2014 3:25PM
San Jose | San Jose -> ATEDR -> ROW J -> J-1 | J-1 | RU#04 | blanking panel |  | APC | NetShelter | AR8101BLK-2U | APC970 |  |  |  | Oct 14 2015 2:53PM
San Jose | San Jose -> ATEDR -> ROW J -> J-1 | J-1 | RU#02 | blanking panel |  | APC | NetShelter | AR8101BLK-2U | APC970 |  |  |  | Jul 13 2015 11:16AM
San Jose | San Jose -> ATEDR -> ROW J -> J-1 | J-1 | RU#01 | blanking panel |  | APC | NetShelter | AR8101BLK-1U | APC969 |  |  |  | Jul 23 2014 6:51PM
San Jose | San Jose -> ATEDR -> ROW J -> J-1 | J-1 | InOutPlug#2 | ATSRJ1PDUA | DATA CENTER OPERATIONS | Raritan Computer | Dominion PX | PX-5522 | RCI293 | QB63550019 |  | 10.122.78.120 | Oct 30 2015 11:00AM
San Jose | San Jose -> ATEDR -> ROW J -> J-1 | J-1 | InOutPlug#1 | ATSRJ1PDUB | DATA CENTER OPERATIONS | Raritan Computer | Dominion PX | PX-5522 | RCI293 | QB63550006 |  | 10.122.78.121 | Oct 30 2015 11:00AM
San Jose | San Jose -> ATEDR -> ROW J -> J-1 | J-1 | RU#46 | blanking panel |  | APC | NetShelter | AR8101BLK-8U | APC972 |  |  |  | Nov 13 2015 12:20PM
San Jose | San Jose -> ATEDR -> ROW J -> J-1 | J-1 | RU#43 | blanking panel |  | APC | NetShelter | AR8101BLK-3U | APCC280 |  |  |  | Nov 13 2015 12:20PM
San Jose | San Jose -> ATEDR -> ROW J -> J-1 | J-1 | RU#41 | blanking panel |  | APC | NetShelter | AR8101BLK-2U | APC970 |  |  |  | Oct 30 2015 10:28AM
San Jose | San Jose -> ATEDR -> ROW J -> J-1 | J-1 | RU#39 | Blanking Panel |  | APC | NetShelter | AR8101BLK-2U | APC970 |  |  |  | Oct 20 2014 3:25PM
San Jose | San Jose -> ATEDR -> ROW J -> J-1 | J-1 | RU#37 | Blanking Panel |  | APC | NetShelter | AR8101BLK-2U | APC970 |  |  |  | Oct 20 2014 3:25PM
San Jose | San Jose -> ATEDR -> ROW J -> J-1 | J-1 | RU#35 | Blanking Panel |  | APC | NetShelter | AR8101BLK-2U | APC970 |  |  |  | Oct 20 2014 3:25PM
San Jose | San Jose -> ATEDR -> ROW J -> J-1 | J-1 | RU#33 | Blanking Panel |  | APC | NetShelter | AR8101BLK-2U | APC970 |  |  |  | Oct 20 2014 3:25PM
San Jose | San Jose -> ATEDR -> ROW J -> J-1 | J-1 | RU#31 | Blanking Panel |  | APC | NetShelter | AR8101BLK-2U | APC970 |  |  |  | Oct 20 2014 3:25PM
San Jose | San Jose -> ATEDR -> ROW J -> J-1 | J-1 | RU#29 | Blanking Panel |  | APC | NetShelter | AR8101BLK-2U | APC970 |  |  |  | Oct 20 2014 3:25PM
San Jose | San Jose -> ATEDR -> ROW J -> J-1 | J-1 | RU#27 | Blanking Panel |  | APC | NetShelter | AR8101BLK-2U | APC970 |  |  |  | Oct 20 2014 3:25PM
San Jose | San Jose -> ATEDR -> ROW J -> J-1 | J-1 | RU#25 | blanking panel |  | APC | NetShelter | AR8101BLK-2U | APC970 |  |  |  | Sep 4 2015 1:29PM
San Jose | San Jose -> ATEDR -> ROW J -> J-1 | J-1 | RU#24 | blanking panel |  | APC | NetShelter | AR8101BLK-1U | APC969 |  |  |  | Jun 1 2015 12:18PM
San Jose | San Jose -> ATEDR -> ROW J -> J-1 | J-1 | RU#20 | blanking panel |  | APC | NetShelter | AR8101BLK-4U | APC971 |  |  |  | Jun 1 2015 12:18PM
San Jose | San Jose -> ATEDR -> ROW J -> J-1 | J-1 | RU#18 | Blanking Panel |  | APC | NetShelter | AR8101BLK-2U | APC970 |  |  |  | Oct 20 2014 3:25PM
San Jose | San Jose -> ATEDR -> ROW J -> J-1 | J-1 | RU#16 | Blanking Panel |  | APC | NetShelter | AR8101BLK-2U | APC970 |  |  |  | Oct 20 2014 3:25PM
San Jose | San Jose -> ATEDR -> ROW J -> J-1 | J-1 | RU#14 | Blanking Panel |  | APC | NetShelter | AR8101BLK-2U | APC970 |  |  |  | Oct 20 2014 3:25PM
San Jose | San Jose -> ATEDR -> ROW J -> J-1 | J-1 | RU#12 | Blanking Panel |  | APC | NetShelter | AR8101BLK-2U | APC970 |  |  |  | Oct 20 2014 3:25PM
San Jose | San Jose -> ATEDR -> ROW J -> J-1 | J-1 | RU#10 | Blanking Panel |  | APC | NetShelter | AR8101BLK-2U | APC970 |  |  |  | Oct 20 2014 3:25PM
San Jose | San Jose -> ATEDR -> ROW J -> J-2 | J-2 | RU#07 | blanking panel |  | APC | NetShelter | AR8101BLK-2U | APC970 |  |  |  | Jul 23 2014 6:55PM
San Jose | San Jose -> ATEDR -> ROW J -> J-2 | J-2 | RU#05 | blanking panel |  | APC | NetShelter | AR8101BLK-2U | APC970 |  |  |  | Jul 23 2014 6:55PM
San Jose | San Jose -> ATEDR -> ROW J -> J-2 | J-2 | RU#04 | blanking panel |  | APC | NetShelter | AR8101BLK-1U | APC969 |  |  |  | Aug 6 2015 4:19PM
San Jose | San Jose -> ATEDR -> ROW J -> J-2 | J-2 | RU#03 | blanking panel |  | APC | NetShelter | AR8101BLK-1U | APC969 |  |  |  | Jul 23 2014 6:55PM
San Jose | San Jose -> ATEDR -> ROW J -> J-2 | J-2 | RU#01 | blanking panel |  | APC | NetShelter | AR8101BLK-2U | APC970 |  |  |  | Jul 23 2014 6:55PM
San Jose | San Jose -> ATEDR -> ROW J -> J-2 | J-2 | InOutPlug#2 | ATSRJ2PDUA | DATA CENTER OPERATIONS | Raritan Computer | Dominion PX | PX-5522 | RCI293 | QB64450001 |  | 10.122.78.122 | Oct 30 2015 11:00AM
San Jose | San Jose -> ATEDR -> ROW J -> J-2 | J-2 | InOutPlug#1 | ATSRJ2PDUB | DATA CENTER OPERATIONS | Raritan Computer | Dominion PX | PX-5522 | RCI293 | QB64450034 |  | 10.122.78.123 | Oct 30 2015 11:00AM
San Jose | San Jose -> ATEDR -> ROW J -> J-2 | J-2 | RU#46 | blanking panel |  | APC | NetShelter | AR8101BLK-8U | APC972 |  |  |  | Nov 13 2015 12:20PM
San Jose | San Jose -> ATEDR -> ROW J -> J-2 | J-2 | RU#43 | blanking panel |  | APC | NetShelter | AR8101BLK-3U | APCC280 |  |  |  | Nov 13 2015 12:20PM
San Jose | San Jose -> ATEDR -> ROW J -> J-2 | J-2 | RU#41 | blanking panel |  | APC | NetShelter | AR8101BLK-2U | APC970 |  |  |  | Oct 30 2015 10:28AM
San Jose | San Jose -> ATEDR -> ROW J -> J-2 | J-2 | RU#38 | blanking panel |  | APC | NetShelter | AR8101BLK-3U | APCC280 |  |  |  | Jun 12 2015 12:40PM
San Jose | San Jose -> ATEDR -> ROW J -> J-2 | J-2 | RU#34 | blanking panel |  | APC | NetShelter | AR8101BLK-4U | APC971 |  |  |  | Jun 12 2015 12:40PM
San Jose | San Jose -> ATEDR -> ROW J -> J-2 | J-2 | RU#32 | Blanking Panel |  | APC | NetShelter | AR8101BLK-2U | APC970 |  |  |  | Oct 20 2014 5:33PM
San Jose | San Jose -> ATEDR -> ROW J -> J-2 | J-2 | RU#30 | Blanking Panel |  | APC | NetShelter | AR8101BLK-2U | APC970 |  |  |  | Oct 20 2014 5:33PM
San Jose | San Jose -> ATEDR -> ROW J -> J-2 | J-2 | RU#28 | Blanking Panel |  | APC | NetShelter | AR8101BLK-2U | APC970 |  |  |  | Oct 20 2014 5:33PM
San Jose | San Jose -> ATEDR -> ROW J -> J-2 | J-2 | RU#27 | Blanking Panel |  | APC | NetShelter | AR8101BLK-1U | APC969 |  |  |  | Oct 20 2014 5:33PM
San Jose | San Jose -> ATEDR -> ROW J -> J-2 | J-2 | RU#26 | blanking panel |  | APC | NetShelter | AR8101BLK-1U | APC969 |  |  |  | Jun 12 2015 12:40PM
San Jose | San Jose -> ATEDR -> ROW J -> J-2 | J-2 | RU#25 | blanking panel |  | APC | NetShelter | AR8101BLK-1U | APC969 |  |  |  | Jul 23 2014 6:56PM
San Jose | San Jose -> ATEDR -> ROW J -> J-2 | J-2 | RU#24 | blanking panel |  | APC | NetShelter | AR8101BLK-1U | APC969 |  |  |  | Jun 12 2015 12:40PM
San Jose | San Jose -> ATEDR -> ROW J -> J-2 | J-2 | RU#22 | blanking panel |  | APC | NetShelter | AR8101BLK-2U | APC970 |  |  |  | Aug 6 2015 4:19PM
San Jose | San Jose -> ATEDR -> ROW J -> J-2 | J-2 | RU#18 | Blanking Panel |  | APC | NetShelter | AR8101BLK-4U | APC971 |  |  |  | Aug 21 2015 12:00PM
San Jose | San Jose -> ATEDR -> ROW J -> J-2 | J-2 | RU#17 | blanking panel |  | APC | NetShelter | AR8101BLK-1U | APC969 |  |  |  | Jul 23 2014 6:56PM
San Jose | San Jose -> ATEDR -> ROW J -> J-2 | J-2 | RU#15 | blanking panel |  | APC | NetShelter | AR8101BLK-2U | APC970 |  |  |  | Jul 23 2014 6:56PM
San Jose | San Jose -> ATEDR -> ROW J -> J-2 | J-2 | RU#11 | Blanking Panel |  | APC | NetShelter | AR8101BLK-4U | APC971 |  |  |  | Apr 3 2015 5:24PM
San Jose | San Jose -> ATEDR -> ROW J -> J-2 | J-2 | RU#09 | blanking panel |  | APC | NetShelter | AR8101BLK-2U | APC970 |  |  |  | Jul 23 2014 6:56PM
San Jose | San Jose -> ATEDR -> ROW J -> J-3 | J-3 | RU#08 | blanking panel |  | APC | NetShelter | AR8101BLK-2U | APC970 |  |  |  | Jul 23 2014 6:58PM
San Jose | San Jose -> ATEDR -> ROW J -> J-3 | J-3 | RU#06 | blanking panel |  | APC | NetShelter | AR8101BLK-2U | APC970 |  |  |  | Jul 23 2014 6:58PM
San Jose | San Jose -> ATEDR -> ROW J -> J-3 | J-3 | RU#04 | blanking panel |  | APC | NetShelter | AR8101BLK-2U | APC970 |  |  |  | Jul 23 2014 6:58PM
San Jose | San Jose -> ATEDR -> ROW J -> J-3 | J-3 | RU#02 | blanking panel |  | APC | NetShelter | AR8101BLK-2U | APC970 |  |  |  | Jul 23 2014 6:58PM
San Jose | San Jose -> ATEDR -> ROW J -> J-3 | J-3 | RU#01 | blanking panel |  | APC | NetShelter | AR8101BLK-1U | APC969 |  |  |  | Jul 23 2014 6:58PM
San Jose | San Jose -> ATEDR -> ROW J -> J-3 | J-3 | InOutPlug#2 | ATSRJ3PDUA | DATA CENTER OPERATIONS | Raritan Computer | Dominion PX | PX-5522 | RCI293 | QB64450059 |  | 10.122.78.124 | Oct 30 2015 11:00AM
San Jose | San Jose -> ATEDR -> ROW J -> J-3 | J-3 | InOutPlug#1 | ATSRJ3PDUB | DATA CENTER OPERATIONS | Raritan Computer | Dominion PX | PX-5522 | RCI293 | QB64450107 |  | 10.122.78.125 | Oct 30 2015 11:00AM
San Jose | San Jose -> ATEDR -> ROW J -> J-3 | J-3 | RU#46 | blanking panel |  | APC | NetShelter | AR8101BLK-8U | APC972 |  |  |  | Nov 13 2015 12:20PM
San Jose | San Jose -> ATEDR -> ROW J -> J-3 | J-3 | RU#43 | blanking panel |  | APC | NetShelter | AR8101BLK-3U | APCC280 |  |  |  | Nov 13 2015 12:20PM
San Jose | San Jose -> ATEDR -> ROW J -> J-3 | J-3 | RU#41 | blanking panel |  | APC | NetShelter | AR8101BLK-2U | APC970 |  |  |  | Oct 30 2015 10:28AM
San Jose | San Jose -> ATEDR -> ROW J -> J-3 | J-3 | RU#39 | blanking panel |  | APC | NetShelter | AR8101BLK-2U | APC970 |  |  |  | Jul 23 2014 6:59PM
San Jose | San Jose -> ATEDR -> ROW J -> J-3 | J-3 | RU#37 | blanking panel |  | APC | NetShelter | AR8101BLK-2U | APC970 |  |  |  | May 26 2015 3:11PM
San Jose | San Jose -> ATEDR -> ROW J -> J-3 | J-3 | RU#35 | blanking panel |  | APC | NetShelter | AR8101BLK-2U | APC970 |  |  |  | Oct 14 2015 3:01PM
San Jose | San Jose -> ATEDR -> ROW J -> J-3 | J-3 | RU#34 | blanking panel |  | APC | NetShelter | AR8101BLK-1U | APC969 |  |  |  | Jul 23 2014 6:59PM
San Jose | San Jose -> ATEDR -> ROW J -> J-3 | J-3 | RU#33 | blanking panel |  | APC | NetShelter | AR8101BLK-1U | APC969 |  |  |  | Jul 23 2014 6:59PM
San Jose | San Jose -> ATEDR -> ROW J -> J-3 | J-3 | RU#32 | blanking panel |  | APC | NetShelter | AR8101BLK-1U | APC969 |  |  |  | Aug 11 2015 1:06PM
San Jose | San Jose -> ATEDR -> ROW J -> J-3 | J-3 | RU#30 | blanking panel |  | APC | NetShelter | AR8101BLK-2U | APC970 |  |  |  | Jul 23 2014 6:59PM
San Jose | San Jose -> ATEDR -> ROW J -> J-3 | J-3 | RU#28 | blanking panel |  | APC | NetShelter | AR8101BLK-2U | APC970 |  |  |  | Aug 11 2015 1:06PM
San Jose | San Jose -> ATEDR -> ROW J -> J-3 | J-3 | RU#26 | blanking panel |  | APC | NetShelter | AR8101BLK-2U | APC970 |  |  |  | Aug 6 2015 4:19PM
San Jose | San Jose -> ATEDR -> ROW J -> J-3 | J-3 | RU#24 | blanking panel |  | APC | NetShelter | AR8101BLK-2U | APC970 |  |  |  | Aug 11 2015 1:06PM
San Jose | San Jose -> ATEDR -> ROW J -> J-3 | J-3 | RU#22 | blanking panel |  | APC | NetShelter | AR8101BLK-2U | APC970 |  |  |  | Oct 14 2015 3:01PM
San Jose | San Jose -> ATEDR -> ROW J -> J-3 | J-3 | RU#18 | Blanking Panel |  | APC | NetShelter | AR8101BLK-4U | APC971 |  |  |  | Apr 3 2015 5:24PM
San Jose | San Jose -> ATEDR -> ROW J -> J-3 | J-3 | RU#14 | 4U blanking panel |  | APC | NetShelter | AR8101BLK-4U | APC971 |  |  |  | May 12 2015 1:30PM
San Jose | San Jose -> ATEDR -> ROW J -> J-3 | J-3 | RU#12 | blanking panel |  | APC | NetShelter | AR8101BLK-2U | APC970 |  |  |  | Jul 23 2014 6:58PM
San Jose | San Jose -> ATEDR -> ROW J -> J-3 | J-3 | RU#10 | blanking panel |  | APC | NetShelter | AR8101BLK-2U | APC970 |  |  |  | Jul 23 2014 6:58PM
San Jose | San Jose -> ATEDR -> ROW J -> J-4 | J-4 | RU#01 | blanking panel |  | APC | NetShelter | AR8101BLK-8U | APC972 |  |  |  | Jul 23 2014 7:00PM
San Jose | San Jose -> ATEDR -> ROW J -> J-4 | J-4 | InOutPlug#2 | ATSRJ4PDUA | DATA CENTER OPERATIONS | Raritan Computer | Dominion PX | PX-5522 | RCI293 | QB63550020 |  | 10.122.78.126 | Oct 30 2015 11:00AM
San Jose | San Jose -> ATEDR -> ROW J -> J-4 | J-4 | InOutPlug#1 | ATSRJ4PDUB | DATA CENTER OPERATIONS | Raritan Computer | Dominion PX | PX-5522 | RCI293 | QB64450036 |  | 10.122.78.127 | Oct 30 2015 11:00AM
San Jose | San Jose -> ATEDR -> ROW J -> J-4 | J-4 | RU#46 | blanking panel |  | APC | NetShelter | AR8101BLK-8U | APC972 |  |  |  | Nov 13 2015 12:20PM
San Jose | San Jose -> ATEDR -> ROW J -> J-4 | J-4 | RU#43 | blanking panel |  | APC | NetShelter | AR8101BLK-3U | APCC280 |  |  |  | Nov 13 2015 12:20PM
San Jose | San Jose -> ATEDR -> ROW J -> J-4 | J-4 | RU#41 | blanking panel |  | APC | NetShelter | AR8101BLK-2U | APC970 |  |  |  | Oct 30 2015 10:28AM
San Jose | San Jose -> ATEDR -> ROW J -> J-4 | J-4 | RU#40 | blanking panel |  | APC | NetShelter | AR8101BLK-1U | APC969 |  |  |  | Aug 11 2015 1:06PM
San Jose | San Jose -> ATEDR -> ROW J -> J-4 | J-4 | RU#38 | blanking panel |  | APC | NetShelter | AR8101BLK-2U | APC970 |  |  |  | Sep 15 2015 3:21PM
San Jose | San Jose -> ATEDR -> ROW J -> J-4 | J-4 | RU#36 | Blanking Panel |  | APC | NetShelter | AR8101BLK-2U | APC970 |  |  |  | Oct 20 2014 3:25PM
San Jose | San Jose -> ATEDR -> ROW J -> J-4 | J-4 | RU#35 | blanking panel |  | APC | NetShelter | AR8101BLK-1U | APC969 |  |  |  | Jul 23 2014 7:01PM
San Jose | San Jose -> ATEDR -> ROW J -> J-4 | J-4 | RU#33 | blanking panel |  | APC | NetShelter | AR8101BLK-2U | APC970 |  |  |  | Jul 23 2014 7:01PM
San Jose | San Jose -> ATEDR -> ROW J -> J-4 | J-4 | RU#31 | blanking panel |  | APC | NetShelter | AR8101BLK-2U | APC970 |  |  |  | Jul 23 2014 7:01PM
San Jose | San Jose -> ATEDR -> ROW J -> J-4 | J-4 | RU#29 | blanking panel |  | APC | NetShelter | AR8101BLK-2U | APC970 |  |  |  | Jul 23 2014 7:01PM
San Jose | San Jose -> ATEDR -> ROW J -> J-4 | J-4 | RU#27 | blanking panel |  | APC | NetShelter | AR8101BLK-2U | APC970 |  |  |  | Aug 12 2015 4:17PM
San Jose | San Jose -> ATEDR -> ROW J -> J-4 | J-4 | RU#23 | blanking panel |  | APC | NetShelter | AR8101BLK-4U | APC971 |  |  |  | May 19 2015 6:52PM
San Jose | San Jose -> ATEDR -> ROW J -> J-4 | J-4 | RU#19 | blanking panel |  | APC | NetShelter | AR8101BLK-4U | APC971 |  |  |  | Aug 24 2015 5:08PM
San Jose | San Jose -> ATEDR -> ROW J -> J-4 | J-4 | RU#15 | blanking panel |  | APC | NetShelter | AR8101BLK-4U | APC971 |  |  |  | Aug 21 2015 12:33PM
San Jose | San Jose -> ATEDR -> ROW J -> J-4 | J-4 | RU#13 | blanking panel |  | APC | NetShelter | AR8101BLK-2U | APC970 |  |  |  | Aug 24 2015 5:08PM
San Jose | San Jose -> ATEDR -> ROW J -> J-4 | J-4 | RU#12 | blanking panel |  | APC | NetShelter | AR8101BLK-1U | APC969 |  |  |  | Jul 23 2014 7:00PM
San Jose | San Jose -> ATEDR -> ROW J -> J-4 | J-4 | RU#11 | blanking panel |  | APC | NetShelter | AR8101BLK-1U | APC969 |  |  |  | May 19 2015 6:52PM
San Jose | San Jose -> ATEDR -> ROW J -> J-4 | J-4 | RU#09 | blanking panel |  | APC | NetShelter | AR8101BLK-2U | APC970 |  |  |  | Jul 23 2014 7:00PM
San Jose | San Jose -> ATEDR -> ROW J -> J-5 | J-5 | RU#07 | blanking panel |  | APC | NetShelter | AR8101BLK-4U | APC971 |  |  |  | Sep 15 2015 3:21PM
San Jose | San Jose -> ATEDR -> ROW J -> J-5 | J-5 | RU#05 | blanking panel |  | APC | NetShelter | AR8101BLK-2U | APC970 |  |  |  | Nov 13 2015 12:20PM
San Jose | San Jose -> ATEDR -> ROW J -> J-5 | J-5 | RU#01 | blanking panel |  | APC | NetShelter | AR8101BLK-4U | APC971 |  |  |  | Nov 13 2015 12:20PM
San Jose | San Jose -> ATEDR -> ROW J -> J-5 | J-5 | InOutPlug#2 | ATSRJ5PDUA | DATA CENTER OPERATIONS | Raritan Computer | Dominion PX | PX-5522 | RCI293 | QB64450003 |  | 10.122.78.128 | Oct 30 2015 11:00AM
San Jose | San Jose -> ATEDR -> ROW J -> J-5 | J-5 | InOutPlug#1 | ATSRJ5PDUB | DATA CENTER OPERATIONS | Raritan Computer | Dominion PX | PX-5522 | RCI293 | QB64450091 |  | 10.122.78.129 | Oct 30 2015 11:00AM
San Jose | San Jose -> ATEDR -> ROW J -> J-5 | J-5 | RU#46 | blanking panel |  | APC | NetShelter | AR8101BLK-8U | APC972 |  |  |  | Nov 13 2015 12:20PM
San Jose | San Jose -> ATEDR -> ROW J -> J-5 | J-5 | RU#43 | blanking panel |  | APC | NetShelter | AR8101BLK-3U | APCC280 |  |  |  | Nov 13 2015 12:20PM
San Jose | San Jose -> ATEDR -> ROW J -> J-5 | J-5 | RU#41 | blanking panel |  | APC | NetShelter | AR8101BLK-2U | APC970 |  |  |  | Oct 30 2015 10:28AM
San Jose | San Jose -> ATEDR -> ROW J -> J-5 | J-5 | RU#39 | blanking panel |  | APC | NetShelter | AR8101BLK-2U | APC970 |  |  |  | Jul 23 2014 7:03PM
San Jose | San Jose -> ATEDR -> ROW J -> J-5 | J-5 | RU#38 | blanking panel |  | APC | NetShelter | AR8101BLK-1U | APC969 |  |  |  | Aug 12 2015 4:11PM
San Jose | San Jose -> ATEDR -> ROW J -> J-5 | J-5 | RU#35 | blanking panel |  | APC | NetShelter | AR8101BLK-3U | APCC280 |  |  |  | Sep 15 2015 3:21PM
San Jose | San Jose -> ATEDR -> ROW J -> J-5 | J-5 | RU#33 | blanking panel |  | APC | NetShelter | AR8101BLK-2U | APC970 |  |  |  | Jul 23 2014 7:03PM
San Jose | San Jose -> ATEDR -> ROW J -> J-5 | J-5 | RU#31 | blanking panel |  | APC | NetShelter | AR8101BLK-2U | APC970 |  |  |  | Jul 23 2014 7:03PM
San Jose | San Jose -> ATEDR -> ROW J -> J-5 | J-5 | RU#29 | blanking panel |  | APC | NetShelter | AR8101BLK-2U | APC970 |  |  |  | Jul 23 2014 7:03PM
San Jose | San Jose -> ATEDR -> ROW J -> J-5 | J-5 | RU#27 | blanking panel |  | APC | NetShelter | AR8101BLK-2U | APC970 |  |  |  | Jul 23 2014 7:03PM
San Jose | San Jose -> ATEDR -> ROW J -> J-5 | J-5 | RU#23 | blanking panel |  | APC | NetShelter | AR8101BLK-4U | APC971 |  |  |  | Sep 15 2015 3:21PM
San Jose | San Jose -> ATEDR -> ROW J -> J-5 | J-5 | RU#21 | blanking panel |  | APC | NetShelter | AR8101BLK-2U | APC970 |  |  |  | Jul 23 2014 7:02PM
San Jose | San Jose -> ATEDR -> ROW J -> J-5 | J-5 | RU#19 | blanking panel |  | APC | NetShelter | AR8101BLK-2U | APC970 |  |  |  | Jul 23 2014 7:02PM
San Jose | San Jose -> ATEDR -> ROW J -> J-5 | J-5 | RU#17 | blanking panel |  | APC | NetShelter | AR8101BLK-2U | APC970 |  |  |  | Jul 23 2014 7:02PM
San Jose | San Jose -> ATEDR -> ROW J -> J-5 | J-5 | RU#15 | blanking panel |  | APC | NetShelter | AR8101BLK-2U | APC970 |  |  |  | Jul 23 2014 7:02PM
San Jose | San Jose -> ATEDR -> ROW J -> J-5 | J-5 | RU#13 | blanking panel |  | APC | NetShelter | AR8101BLK-2U | APC970 |  |  |  | Jul 23 2014 7:02PM
San Jose | San Jose -> ATEDR -> ROW J -> J-5 | J-5 | RU#11 | blanking panel |  | APC | NetShelter | AR8101BLK-2U | APC970 |  |  |  | Jul 23 2014 7:02PM
San Jose | San Jose -> ATEDR -> ROW J -> J-6 | J-6 | RU#08 | Blanking Panel |  | APC | NetShelter | AR8101BLK-1U | APC969 |  |  |  | Oct 20 2014 3:25PM
San Jose | San Jose -> ATEDR -> ROW J -> J-6 | J-6 | RU#06 | Blanking Panel |  | APC | NetShelter | AR8101BLK-2U | APC970 |  |  |  | Oct 20 2014 3:25PM
San Jose | San Jose -> ATEDR -> ROW J -> J-6 | J-6 | RU#04 | Blanking Panel |  | APC | NetShelter | AR8101BLK-2U | APC970 |  |  |  | Oct 20 2014 3:25PM
San Jose | San Jose -> ATEDR -> ROW J -> J-6 | J-6 | RU#01 | blanking panel |  | APC | NetShelter | AR8101BLK-1U | APC969 |  |  |  | Nov 13 2015 12:20PM
San Jose | San Jose -> ATEDR -> ROW J -> J-6 | J-6 | RU#02 | Blanking Panel |  | APC | NetShelter | AR8101BLK-2U | APC970 |  |  |  | Oct 20 2014 3:25PM
San Jose | San Jose -> ATEDR -> ROW J -> J-6 | J-6 | InOutPlug#2 | ATSRJ6PDUA | DATA CENTER OPERATIONS | Raritan Computer | Dominion PX | PX-5522 | RCI293 | QB63550029 |  | 10.122.78.130 | Oct 30 2015 11:00AM
San Jose | San Jose -> ATEDR -> ROW J -> J-6 | J-6 | InOutPlug#1 | ATSRJ6PDUB | DATA CENTER OPERATIONS | Raritan Computer | Dominion PX | PX-5522 | RCI293 | QB64450081 |  | 10.122.78.131 | Oct 30 2015 11:00AM
San Jose | San Jose -> ATEDR -> ROW J -> J-6 | J-6 | RU#46 | blanking panel |  | APC | NetShelter | AR8101BLK-8U | APC972 |  |  |  | Nov 13 2015 12:20PM
San Jose | San Jose -> ATEDR -> ROW J -> J-6 | J-6 | RU#43 | blanking panel |  | APC | NetShelter | AR8101BLK-3U | APCC280 |  |  |  | Nov 13 2015 12:20PM
San Jose | San Jose -> ATEDR -> ROW J -> J-6 | J-6 | RU#41 | blanking panel |  | APC | NetShelter | AR8101BLK-2U | APC970 |  |  |  | Oct 30 2015 10:28AM
San Jose | San Jose -> ATEDR -> ROW J -> J-6 | J-6 | RU#39 | blanking panel |  | APC | NetShelter | AR8101BLK-2U | APC970 |  |  |  | Jul 23 2014 7:05PM
San Jose | San Jose -> ATEDR -> ROW J -> J-6 | J-6 | RU#37 | blanking panel |  | APC | NetShelter | AR8101BLK-2U | APC970 |  |  |  | Jul 23 2014 7:05PM
San Jose | San Jose -> ATEDR -> ROW J -> J-6 | J-6 | RU#35 | blanking panel |  | APC | NetShelter | AR8101BLK-2U | APC970 |  |  |  | Jul 23 2014 7:05PM
San Jose | San Jose -> ATEDR -> ROW J -> J-6 | J-6 | RU#33 | blanking panel |  | APC | NetShelter | AR8101BLK-2U | APC970 |  |  |  | Jul 23 2014 7:05PM
San Jose | San Jose -> ATEDR -> ROW J -> J-6 | J-6 | RU#31 | blanking panel |  | APC | NetShelter | AR8101BLK-2U | APC970 |  |  |  | Jul 23 2014 7:05PM
San Jose | San Jose -> ATEDR -> ROW J -> J-6 | J-6 | RU#29 | blanking panel |  | APC | NetShelter | AR8101BLK-2U | APC970 |  |  |  | Jul 23 2014 7:04PM
San Jose | San Jose -> ATEDR -> ROW J -> J-6 | J-6 | RU#27 | blanking panel |  | APC | NetShelter | AR8101BLK-2U | APC970 |  |  |  | Jul 23 2014 7:04PM
San Jose | San Jose -> ATEDR -> ROW J -> J-6 | J-6 | RU#25 | blanking panel |  | APC | NetShelter | AR8101BLK-2U | APC970 |  |  |  | Jul 23 2014 7:04PM
San Jose | San Jose -> ATEDR -> ROW J -> J-6 | J-6 | RU#23 | blanking panel |  | APC | NetShelter | AR8101BLK-2U | APC970 |  |  |  | Jul 23 2014 7:04PM
San Jose | San Jose -> ATEDR -> ROW J -> J-6 | J-6 | RU#21 | blanking panel |  | APC | NetShelter | AR8101BLK-2U | APC970 |  |  |  | Jul 23 2014 7:04PM
San Jose | San Jose -> ATEDR -> ROW J -> J-6 | J-6 | RU#19 | blanking panel |  | APC | NetShelter | AR8101BLK-2U | APC970 |  |  |  | Jul 23 2014 7:04PM
San Jose | San Jose -> ATEDR -> ROW J -> J-6 | J-6 | RU#17 | blanking panel |  | APC | NetShelter | AR8101BLK-2U | APC970 |  |  |  | Jul 23 2014 7:04PM
San Jose | San Jose -> ATEDR -> ROW J -> J-6 | J-6 | RU#15 | blanking panel |  | APC | NetShelter | AR8101BLK-2U | APC970 |  |  |  | Jul 23 2014 7:04PM
San Jose | San Jose -> ATEDR -> ROW J -> J-6 | J-6 | RU#13 | blanking panel |  | APC | NetShelter | AR8101BLK-2U | APC970 |  |  |  | Jul 23 2014 7:04PM
San Jose | San Jose -> ATEDR -> ROW J -> J-6 | J-6 | RU#11 | blanking panel |  | APC | NetShelter | AR8101BLK-2U | APC970 |  |  |  | Jul 23 2014 7:04PM
San Jose | San Jose -> ATEDR -> ROW J -> J-6 | J-6 | RU#09 | blanking panel |  | APC | NetShelter | AR8101BLK-2U | APC970 |  |  |  | Jul 23 2014 7:04PM
San Jose | San Jose -> ATEDR -> ROW K -> K-1 | K-1 | RU#01 | blanking panel |  | APC | NetShelter | AR8101BLK-8U | APC972 |  |  |  | Jul 23 2014 7:05PM
San Jose | San Jose -> ATEDR -> ROW K -> K-1 | K-1 | InOutPlug#2 | ATSRK1PDUA | DATA CENTER OPERATIONS | Raritan Computer | Dominion PX | PX-5522 | RCI293 | QB63550013 |  | 10.122.78.132 | Oct 30 2015 11:00AM
San Jose | San Jose -> ATEDR -> ROW K -> K-1 | K-1 | InOutPlug#1 | ATSRK1PDUB | DATA CENTER OPERATIONS | Raritan Computer | Dominion PX | PX-5522 | RCI293 | QB64450115 |  | 10.122.78.133 | Oct 30 2015 11:00AM
San Jose | San Jose -> ATEDR -> ROW K -> K-1 | K-1 | RU#46 | blanking panel |  | APC | NetShelter | AR8101BLK-8U | APC972 |  |  |  | Nov 13 2015 12:20PM
San Jose | San Jose -> ATEDR -> ROW K -> K-1 | K-1 | RU#43 | blanking panel |  | APC | NetShelter | AR8101BLK-3U | APCC280 |  |  |  | Nov 13 2015 12:20PM
San Jose | San Jose -> ATEDR -> ROW K -> K-1 | K-1 | RU#39 | blanking panel |  | APC | NetShelter | AR8101BLK-4U | APC971 |  |  |  | Oct 30 2015 10:28AM
San Jose | San Jose -> ATEDR -> ROW K -> K-1 | K-1 | RU#31 | blanking panel |  | APC | NetShelter | AR8101BLK-8U | APC972 |  |  |  | Oct 30 2015 10:28AM
San Jose | San Jose -> ATEDR -> ROW K -> K-1 | K-1 | RU#29 | blanking panel |  | APC | NetShelter | AR8101BLK-2U | APC970 |  |  |  | Jul 23 2014 7:05PM
San Jose | San Jose -> ATEDR -> ROW K -> K-1 | K-1 | RU#25 | blanking panel |  | APC | NetShelter | AR8101BLK-4U | APC971 |  |  |  | Jul 23 2014 7:05PM
San Jose | San Jose -> ATEDR -> ROW K -> K-1 | K-1 | RU#17 | blanking panel |  | APC | NetShelter | AR8101BLK-8U | APC972 |  |  |  | Jul 23 2014 7:05PM
San Jose | San Jose -> ATEDR -> ROW K -> K-1 | K-1 | RU#09 | blanking panel |  | APC | NetShelter | AR8101BLK-8U | APC972 |  |  |  | Jul 23 2014 7:05PM
San Jose | San Jose -> ATEDR -> ROW K -> K-2 | K-2 | RU#01 | blanking panel |  | APC | NetShelter | AR8101BLK-8U | APC972 |  |  |  | Sep 9 2014 11:31AM
San Jose | San Jose -> ATEDR -> ROW K -> K-2 | K-2 | InOutPlug#2 | ATSRK2PDUA | DATA CENTER OPERATIONS | Raritan Computer | Dominion PX | PX-5522 | RCI293 | QB64450100 |  | 10.122.78.134 | Oct 30 2015 11:00AM
San Jose | San Jose -> ATEDR -> ROW K -> K-2 | K-2 | InOutPlug#1 | ATSRK2PDUB | DATA CENTER OPERATIONS | Raritan Computer | Dominion PX | PX-5522 | RCI293 | QB64450019 |  | 10.122.78.135 | Oct 30 2015 11:00AM
San Jose | San Jose -> ATEDR -> ROW K -> K-2 | K-2 | RU#46 | blanking panel |  | APC | NetShelter | AR8101BLK-8U | APC972 |  |  |  | Nov 13 2015 12:20PM
San Jose | San Jose -> ATEDR -> ROW K -> K-2 | K-2 | RU#43 | blanking panel |  | APC | NetShelter | AR8101BLK-3U | APCC280 |  |  |  | Nov 13 2015 12:20PM
San Jose | San Jose -> ATEDR -> ROW K -> K-2 | K-2 | RU#41 | blanking panel |  | APC | NetShelter | AR8101BLK-2U | APC970 |  |  |  | Aug 21 2015 12:33PM
San Jose | San Jose -> ATEDR -> ROW K -> K-2 | K-2 | RU#33 | blanking panel |  | APC | NetShelter | AR8101BLK-8U | APC972 |  |  |  | Aug 21 2015 12:33PM
San Jose | San Jose -> ATEDR -> ROW K -> K-2 | K-2 | RU#31 | blanking panel |  | APC | NetShelter | AR8101BLK-2U | APC970 |  |  |  | Jul 23 2014 7:07PM
San Jose | San Jose -> ATEDR -> ROW K -> K-2 | K-2 | RU#27 | blanking panel |  | APC | NetShelter | AR8101BLK-4U | APC971 |  |  |  | Jul 23 2014 7:07PM
San Jose | San Jose -> ATEDR -> ROW K -> K-2 | K-2 | RU#23 | blanking panel |  | APC | NetShelter | AR8101BLK-4U | APC971 |  |  |  | Jul 23 2014 7:06PM
San Jose | San Jose -> ATEDR -> ROW K -> K-2 | K-2 | RU#19 | blanking panel |  | APC | NetShelter | AR8101BLK-4U | APC971 |  |  |  | Aug 24 2015 5:08PM
San Jose | San Jose -> ATEDR -> ROW K -> K-2 | K-2 | RU#15 | blanking panel |  | APC | NetShelter | AR8101BLK-4U | APC971 |  |  |  | May 5 2015 1:56PM
San Jose | San Jose -> ATEDR -> ROW K -> K-2 | K-2 | RU#13 | blanking panel |  | APC | NetShelter | AR8101BLK-2U | APC970 |  |  |  | Jul 23 2014 7:06PM
San Jose | San Jose -> ATEDR -> ROW K -> K-2 | K-2 | RU#11 | blanking panel |  | APC | NetShelter | AR8101BLK-2U | APC970 |  |  |  | Jul 23 2014 7:06PM
San Jose | San Jose -> ATEDR -> ROW K -> K-2 | K-2 | RU#09 | blanking panel |  | APC | NetShelter | AR8101BLK-2U | APC970 |  |  |  | Sep 9 2014 11:31AM
San Jose | San Jose -> ATEDR -> ROW K -> K-3 | K-3 | RU#07 | blanking panel |  | APC | NetShelter | AR8101BLK-2U | APC970 |  |  |  | Sep 10 2015 5:18PM
San Jose | San Jose -> ATEDR -> ROW K -> K-3 | K-3 | RU#03 | blanking panel |  | APC | NetShelter | AR8101BLK-4U | APC971 |  |  |  | Sep 10 2015 5:18PM
San Jose | San Jose -> ATEDR -> ROW K -> K-3 | K-3 | RU#01 | blanking panel |  | APC | NetShelter | AR8101BLK-2U | APC970 |  |  |  | Jul 23 2014 7:07PM
San Jose | San Jose -> ATEDR -> ROW K -> K-3 | K-3 | InOutPlug#2 | ATSRK3PDUA | DATA CENTER OPERATIONS | Raritan Computer | Dominion PX | PX-5522 | RCI293 | QB64450025 |  | 10.122.78.136 | Oct 30 2015 11:00AM
San Jose | San Jose -> ATEDR -> ROW K -> K-3 | K-3 | InOutPlug#1 | ATSRK3PDUB | DATA CENTER OPERATIONS | Raritan Computer | Dominion PX | PX-5522 | RCI293 | QB64450010 |  | 10.122.78.137 | Oct 30 2015 11:00AM
San Jose | San Jose -> ATEDR -> ROW K -> K-3 | K-3 | RU#46 | blanking panel |  | APC | NetShelter | AR8101BLK-8U | APC972 |  |  |  | Nov 13 2015 12:20PM
San Jose | San Jose -> ATEDR -> ROW K -> K-3 | K-3 | RU#43 | blanking panel |  | APC | NetShelter | AR8101BLK-3U | APCC280 |  |  |  | Nov 13 2015 12:20PM
San Jose | San Jose -> ATEDR -> ROW K -> K-3 | K-3 | RU#41 | blanking panel |  | APC | NetShelter | AR8101BLK-2U | APC970 |  |  |  | Oct 30 2015 10:28AM
San Jose | San Jose -> ATEDR -> ROW K -> K-3 | K-3 | RU#39 | blanking panel |  | APC | NetShelter | AR8101BLK-2U | APC970 |  |  |  | Sep 10 2015 5:18PM
San Jose | San Jose -> ATEDR -> ROW K -> K-3 | K-3 | RU#31 | blanking panel |  | APC | NetShelter | AR8101BLK-8U | APC972 |  |  |  | Sep 10 2015 5:18PM
San Jose | San Jose -> ATEDR -> ROW K -> K-3 | K-3 | RU#29 | blanking panel |  | APC | NetShelter | AR8101BLK-2U | APC970 |  |  |  | Sep 16 2015 5:48PM
San Jose | San Jose -> ATEDR -> ROW K -> K-3 | K-3 | RU#21 | blanking panel |  | APC | NetShelter | AR8101BLK-8U | APC972 |  |  |  | Sep 16 2015 5:48PM
San Jose | San Jose -> ATEDR -> ROW K -> K-3 | K-3 | RU#19 | blanking panel |  | APC | NetShelter | AR8101BLK-2U | APC970 |  |  |  | Jul 23 2014 7:08PM
San Jose | San Jose -> ATEDR -> ROW K -> K-3 | K-3 | RU#17 | blanking panel |  | APC | NetShelter | AR8101BLK-2U | APC970 |  |  |  | Jun 15 2015 7:08PM
San Jose | San Jose -> ATEDR -> ROW K -> K-3 | K-3 | RU#09 | blanking panel |  | APC | NetShelter | AR8101BLK-8U | APC972 |  |  |  | Jun 15 2015 7:08PM
San Jose | San Jose -> ATEDR -> ROW K -> K-4 | K-4 | RU#07 | blanking panel |  | APC | NetShelter | AR8101BLK-2U | APC970 |  |  |  | Jul 23 2014 7:09PM
San Jose | San Jose -> ATEDR -> ROW K -> K-4 | K-4 | RU#05 | blanking panel |  | APC | NetShelter | AR8101BLK-2U | APC970 |  |  |  | Jul 23 2014 7:09PM
San Jose | San Jose -> ATEDR -> ROW K -> K-4 | K-4 | RU#03 | blanking panel |  | APC | NetShelter | AR8101BLK-2U | APC970 |  |  |  | Jul 23 2014 7:09PM
San Jose | San Jose -> ATEDR -> ROW K -> K-4 | K-4 | RU#01 | blanking panel |  | APC | NetShelter | AR8101BLK-2U | APC970 |  |  |  | Jul 23 2014 7:09PM
San Jose | San Jose -> ATEDR -> ROW K -> K-4 | K-4 | InOutPlug#2 | ATSRK4PDUA | DATA CENTER OPERATIONS | Raritan Computer | Dominion PX | PX-5522 | RCI293 | QB64450032 |  | 10.122.78.138 | Oct 30 2015 11:00AM
San Jose | San Jose -> ATEDR -> ROW K -> K-4 | K-4 | InOutPlug#1 | ATSRK4PDUB | DATA CENTER OPERATIONS | Raritan Computer | Dominion PX | PX-5522 | RCI293 | QB63550008 |  | 10.122.78.139 | Oct 30 2015 11:00AM
San Jose | San Jose -> ATEDR -> ROW K -> K-4 | K-4 | RU#46 | blanking panel |  | APC | NetShelter | AR8101BLK-8U | APC972 |  |  |  | Nov 13 2015 12:20PM
San Jose | San Jose -> ATEDR -> ROW K -> K-4 | K-4 | RU#43 | blanking panel |  | APC | NetShelter | AR8101BLK-3U | APCC280 |  |  |  | Nov 13 2015 12:20PM
San Jose | San Jose -> ATEDR -> ROW K -> K-4 | K-4 | RU#41 | blanking panel |  | APC | NetShelter | AR8101BLK-2U | APC970 |  |  |  | Oct 30 2015 10:28AM
San Jose | San Jose -> ATEDR -> ROW K -> K-4 | K-4 | RU#39 | blanking panel |  | APC | NetShelter | AR8101BLK-2U | APC970 |  |  |  | Aug 21 2015 12:33PM
San Jose | San Jose -> ATEDR -> ROW K -> K-4 | K-4 | RU#31 | blanking panel |  | APC | NetShelter | AR8101BLK-8U | APC972 |  |  |  | Aug 21 2015 12:33PM
San Jose | San Jose -> ATEDR -> ROW K -> K-4 | K-4 | RU#29 | blanking panel |  | APC | NetShelter | AR8101BLK-2U | APC970 |  |  |  | Sep 1 2015 3:47PM
San Jose | San Jose -> ATEDR -> ROW K -> K-4 | K-4 | RU#25 | blanking panel |  | APC | NetShelter | AR8101BLK-4U | APC971 |  |  |  | Sep 1 2015 3:46PM
San Jose | San Jose -> ATEDR -> ROW K -> K-4 | K-4 | RU#17 | blanking panel |  | APC | NetShelter | AR8101BLK-8U | APC972 |  |  |  | Sep 1 2015 3:46PM
San Jose | San Jose -> ATEDR -> ROW K -> K-4 | K-4 | RU#09 | blanking panel |  | APC | NetShelter | AR8101BLK-8U | APC972 |  |  |  | Sep 1 2015 3:46PM
San Jose | San Jose -> ATEDR -> ROW K -> K-5 | K-5 | RU#07 | blanking panel |  | APC | NetShelter | AR8101BLK-4U | APC971 |  |  |  | Jul 23 2014 7:11PM
San Jose | San Jose -> ATEDR -> ROW K -> K-5 | K-5 | RU#06 | blanking panel |  | APC | NetShelter | AR8101BLK-1U | APC969 |  |  |  | Jun 18 2015 4:22PM
San Jose | San Jose -> ATEDR -> ROW K -> K-5 | K-5 | RU#04 | blanking panel |  | APC | NetShelter | AR8101BLK-2U | APC970 |  |  |  | Oct 14 2015 2:59PM
San Jose | San Jose -> ATEDR -> ROW K -> K-5 | K-5 | RU#02 | blanking panel |  | APC | NetShelter | AR8101BLK-2U | APC970 |  |  |  | Sep 1 2015 3:47PM
San Jose | San Jose -> ATEDR -> ROW K -> K-5 | K-5 | RU#01 | blanking panel |  | APC | NetShelter | AR8101BLK-1U | APC969 |  |  |  | Jul 23 2014 7:10PM
San Jose | San Jose -> ATEDR -> ROW K -> K-5 | K-5 | InOutPlug#2 | ATSRK5PDUA | DATA CENTER OPERATIONS | Raritan Computer | Dominion PX | PX-5522 | RCI293 | QB63550025 |  | 10.122.78.140 | Oct 30 2015 11:00AM
San Jose | San Jose -> ATEDR -> ROW K -> K-5 | K-5 | InOutPlug#1 | ATSRK5PDUB | DATA CENTER OPERATIONS | Raritan Computer | Dominion PX | PX-5522 | RCI293 | QB63550001 |  | 10.122.78.141 | Oct 30 2015 11:00AM
San Jose | San Jose -> ATEDR -> ROW K -> K-5 | K-5 | RU#46 | blanking panel |  | APC | NetShelter | AR8101BLK-8U | APC972 |  |  |  | Nov 13 2015 12:20PM
San Jose | San Jose -> ATEDR -> ROW K -> K-5 | K-5 | RU#43 | blanking panel |  | APC | NetShelter | AR8101BLK-3U | APCC280 |  |  |  | Nov 13 2015 12:20PM
San Jose | San Jose -> ATEDR -> ROW K -> K-5 | K-5 | RU#41 | blanking panel |  | APC | NetShelter | AR8101BLK-2U | APC970 |  |  |  | Oct 14 2015 2:59PM
San Jose | San Jose -> ATEDR -> ROW K -> K-5 | K-5 | RU#39 | blanking panel |  | APC | NetShelter | AR8101BLK-2U | APC970 |  |  |  | Aug 12 2015 1:26PM
San Jose | San Jose -> ATEDR -> ROW K -> K-5 | K-5 | RU#35 | blanking panel |  | APC | NetShelter | AR8101BLK-4U | APC971 |  |  |  | Aug 12 2015 1:26PM
San Jose | San Jose -> ATEDR -> ROW K -> K-5 | K-5 | RU#33 | blanking panel |  | APC | NetShelter | AR8101BLK-2U | APC970 |  |  |  | Sep 16 2015 5:48PM
San Jose | San Jose -> ATEDR -> ROW K -> K-5 | K-5 | RU#25 | blanking panel |  | APC | NetShelter | AR8101BLK-8U | APC972 |  |  |  | Sep 16 2015 5:48PM
San Jose | San Jose -> ATEDR -> ROW K -> K-5 | K-5 | RU#21 | blanking panel |  | APC | NetShelter | AR8101BLK-4U | APC971 |  |  |  | Jul 23 2014 7:11PM
San Jose | San Jose -> ATEDR -> ROW K -> K-5 | K-5 | RU#17 | blanking panel |  | APC | NetShelter | AR8101BLK-4U | APC971 |  |  |  | Jun 25 2015 12:53PM
San Jose | San Jose -> ATEDR -> ROW K -> K-5 | K-5 | RU#13 | blanking panel |  | APC | NetShelter | AR8101BLK-4U | APC971 |  |  |  | Aug 24 2015 5:08PM
San Jose | San Jose -> ATEDR -> ROW K -> K-5 | K-5 | RU#11 | blanking panel |  | APC | NetShelter | AR8101BLK-2U | APC970 |  |  |  | Jul 23 2014 7:11PM
San Jose | San Jose -> ATEDR -> ROW K -> K-6 | K-6 | RU#01 | blanking panel |  | APC | NetShelter | AR8101BLK-8U | APC972 |  |  |  | Aug 12 2015 1:26PM
San Jose | San Jose -> ATEDR -> ROW K -> K-6 | K-6 | InOutPlug#2 | ATSRK6PDUA | DATA CENTER OPERATIONS | Raritan Computer | Dominion PX | PX-5522 | RCI293 | QB64450006 |  | 10.122.78.142 | Oct 30 2015 11:00AM
San Jose | San Jose -> ATEDR -> ROW K -> K-6 | K-6 | InOutPlug#1 | ATSRK6PDUB | DATA CENTER OPERATIONS | Raritan Computer | Dominion PX | PX-5522 | RCI293 | QB64450130 |  | 10.122.78.143 | Oct 30 2015 11:00AM
San Jose | San Jose -> ATEDR -> ROW K -> K-6 | K-6 | RU#46 | blanking panel |  | APC | NetShelter | AR8101BLK-8U | APC972 |  |  |  | Nov 13 2015 12:20PM
San Jose | San Jose -> ATEDR -> ROW K -> K-6 | K-6 | RU#43 | blanking panel |  | APC | NetShelter | AR8101BLK-3U | APCC280 |  |  |  | Nov 13 2015 12:20PM
San Jose | San Jose -> ATEDR -> ROW K -> K-6 | K-6 | RU#41 | blanking panel |  | APC | NetShelter | AR8101BLK-2U | APC970 |  |  |  | Jul 23 2014 6:04PM
San Jose | San Jose -> ATEDR -> ROW K -> K-6 | K-6 | RU#39 | blanking panel |  | APC | NetShelter | AR8101BLK-2U | APC970 |  |  |  | Jul 23 2014 6:04PM
San Jose | San Jose -> ATEDR -> ROW K -> K-6 | K-6 | RU#37 | blanking panel |  | APC | NetShelter | AR8101BLK-2U | APC970 |  |  |  | Jul 23 2014 6:04PM
San Jose | San Jose -> ATEDR -> ROW K -> K-6 | K-6 | RU#35 | blanking panel |  | APC | NetShelter | AR8101BLK-2U | APC970 |  |  |  | Jul 23 2014 6:04PM
San Jose | San Jose -> ATEDR -> ROW K -> K-6 | K-6 | RU#33 | blanking panel |  | APC | NetShelter | AR8101BLK-2U | APC970 |  |  |  | Jul 23 2014 6:04PM
San Jose | San Jose -> ATEDR -> ROW K -> K-6 | K-6 | RU#31 | blanking panel |  | APC | NetShelter | AR8101BLK-2U | APC970 |  |  |  | Jul 23 2014 6:04PM
San Jose | San Jose -> ATEDR -> ROW K -> K-6 | K-6 | RU#29 | blanking panel |  | APC | NetShelter | AR8101BLK-2U | APC970 |  |  |  | Jul 23 2014 6:04PM
San Jose | San Jose -> ATEDR -> ROW K -> K-6 | K-6 | RU#27 | blanking panel |  | APC | NetShelter | AR8101BLK-2U | APC970 |  |  |  | Jul 23 2014 6:04PM
San Jose | San Jose -> ATEDR -> ROW K -> K-6 | K-6 | RU#25 | blanking panel |  | APC | NetShelter | AR8101BLK-2U | APC970 |  |  |  | Jul 23 2014 6:04PM
San Jose | San Jose -> ATEDR -> ROW K -> K-6 | K-6 | RU#24 | blanking panel |  | APC | NetShelter | AR8101BLK-1U | APC969 |  |  |  | Aug 12 2015 4:06PM
San Jose | San Jose -> ATEDR -> ROW K -> K-6 | K-6 | RU#20 | blanking panel |  | APC | NetShelter | AR8101BLK-4U | APC971 |  |  |  | Aug 12 2015 4:06PM
San Jose | San Jose -> ATEDR -> ROW K -> K-6 | K-6 | RU#17 | blanking panel |  | APC | NetShelter | AR8101BLK-3U | APCC280 |  |  |  | Aug 13 2015 12:26PM
San Jose | San Jose -> ATEDR -> ROW K -> K-6 | K-6 | RU#13 | blanking panel |  | APC | NetShelter | AR8101BLK-4U | APC971 |  |  |  | Aug 13 2015 12:26PM
San Jose | San Jose -> ATEDR -> ROW K -> K-6 | K-6 | RU#09 | blanking panel |  | APC | NetShelter | AR8101BLK-4U | APC971 |  |  |  | Aug 12 2015 1:26PM
San Jose | San Jose -> ATEDR -> ROW L -> L-1 | L-1 | RU#01 | blanking panel |  | APC | NetShelter | AR8101BLK-8U | APC972 |  |  |  | Nov 13 2015 12:20PM
San Jose | San Jose -> ATEDR -> ROW L -> L-1 | L-1 | InOutPlug#2 | ATSRL1PDUA | DATA CENTER OPERATIONS | Raritan Computer | Dominion PX | PX-5522 | RCI293 | QB64450089 |  | 10.122.78.144 | Oct 30 2015 11:00AM
San Jose | San Jose -> ATEDR -> ROW L -> L-1 | L-1 | InOutPlug#1 | ATSRL1PDUB | DATA CENTER OPERATIONS | Raritan Computer | Dominion PX | PX-5522 | RCI293 | QB64450104 |  | 10.122.78.145 | Oct 30 2015 11:00AM
San Jose | San Jose -> ATEDR -> ROW L -> L-1 | L-1 | RU#46 | blanking panel |  | APC | NetShelter | AR8101BLK-8U | APC972 |  |  |  | Nov 13 2015 12:20PM
San Jose | San Jose -> ATEDR -> ROW L -> L-1 | L-1 | RU#43 | blanking panel |  | APC | NetShelter | AR8101BLK-3U | APCC280 |  |  |  | Nov 13 2015 12:20PM
San Jose | San Jose -> ATEDR -> ROW L -> L-1 | L-1 | RU#41 | blanking panel |  | APC | NetShelter | AR8101BLK-2U | APC970 |  |  |  | Oct 30 2015 10:28AM
San Jose | San Jose -> ATEDR -> ROW L -> L-1 | L-1 | RU#40 | blanking panel |  | APC | NetShelter | AR8101BLK-1U | APC969 |  |  |  | Aug 24 2015 5:08PM
San Jose | San Jose -> ATEDR -> ROW L -> L-1 | L-1 | RU#36 | blanking panel |  | APC | NetShelter | AR8101BLK-4U | APC971 |  |  |  | Aug 24 2015 5:08PM
San Jose | San Jose -> ATEDR -> ROW L -> L-1 | L-1 | RU#33 | blanking panel |  | APC | NetShelter | AR8101BLK-3U | APCC280 |  |  |  | Nov 13 2015 12:20PM
San Jose | San Jose -> ATEDR -> ROW L -> L-1 | L-1 | RU#31 | blanking panel |  | APC | NetShelter | AR8101BLK-2U | APC970 |  |  |  | Aug 11 2015 5:58PM
San Jose | San Jose -> ATEDR -> ROW L -> L-1 | L-1 | RU#27 | blanking panel |  | APC | NetShelter | AR8101BLK-4U | APC971 |  |  |  | Aug 11 2015 5:58PM
San Jose | San Jose -> ATEDR -> ROW L -> L-1 | L-1 | RU#25 | blanking panel |  | APC | NetShelter | AR8101BLK-2U | APC970 |  |  |  | Nov 13 2015 12:20PM
San Jose | San Jose -> ATEDR -> ROW L -> L-1 | L-1 | RU#17 | blanking panel |  | APC | NetShelter | AR8101BLK-8U | APC972 |  |  |  | Nov 13 2015 12:20PM
San Jose | San Jose -> ATEDR -> ROW L -> L-1 | L-1 | RU#09 | blanking panel |  | APC | NetShelter | AR8101BLK-8U | APC972 |  |  |  | Nov 13 2015 12:20PM
San Jose | San Jose -> ATEDR -> ROW L -> L-2 | L-2 | RU#01 | blanking panel |  | APC | NetShelter | AR8101BLK-8U | APC972 |  |  |  | Sep 9 2014 11:47AM
San Jose | San Jose -> ATEDR -> ROW L -> L-2 | L-2 | InOutPlug#2 | ATSRL2PDUA | DATA CENTER OPERATIONS | Raritan Computer | Dominion PX | PX-5522 | RCI293 | QB64450080 |  | 10.122.78.146 | Oct 30 2015 11:00AM
San Jose | San Jose -> ATEDR -> ROW L -> L-2 | L-2 | InOutPlug#1 | ATSRL2PDUB | DATA CENTER OPERATIONS | Raritan Computer | Dominion PX | PX-5522 | RCI293 | QB64450094 |  | 10.122.78.147 | Oct 30 2015 11:00AM
San Jose | San Jose -> ATEDR -> ROW L -> L-2 | L-2 | RU#46 | blanking panel |  | APC | NetShelter | AR8101BLK-8U | APC972 |  |  |  | Nov 13 2015 12:20PM
San Jose | San Jose -> ATEDR -> ROW L -> L-2 | L-2 | RU#43 | blanking panel |  | APC | NetShelter | AR8101BLK-3U | APCC280 |  |  |  | Nov 13 2015 12:20PM
San Jose | San Jose -> ATEDR -> ROW L -> L-2 | L-2 | RU#41 | blanking panel |  | APC | NetShelter | AR8101BLK-2U | APC970 |  |  |  | Oct 30 2015 10:28AM
San Jose | San Jose -> ATEDR -> ROW L -> L-2 | L-2 | RU#33 | blanking panel |  | APC | NetShelter | AR8101BLK-8U | APC972 |  |  |  | Sep 9 2014 11:47AM
San Jose | San Jose -> ATEDR -> ROW L -> L-2 | L-2 | RU#25 | blanking panel |  | APC | NetShelter | AR8101BLK-8U | APC972 |  |  |  | Sep 9 2014 11:47AM
San Jose | San Jose -> ATEDR -> ROW L -> L-2 | L-2 | RU#17 | blanking panel |  | APC | NetShelter | AR8101BLK-8U | APC972 |  |  |  | Sep 9 2014 11:47AM
San Jose | San Jose -> ATEDR -> ROW L -> L-2 | L-2 | RU#09 | blanking panel |  | APC | NetShelter | AR8101BLK-8U | APC972 |  |  |  | Sep 9 2014 11:47AM
San Jose | San Jose -> ATEDR -> ROW L -> L-3 | L-3 | RU#01 | blanking panel |  | APC | NetShelter | AR8101BLK-8U | APC972 |  |  |  | Sep 9 2014 11:53AM
San Jose | San Jose -> ATEDR -> ROW L -> L-3 | L-3 | InOutPlug#2 | ATSRL3PDUA | DATA CENTER OPERATIONS | Raritan Computer | Dominion PX | PX-5522 | RCI293 | QB64450097 |  | 10.122.78.148 | Oct 30 2015 11:00AM
San Jose | San Jose -> ATEDR -> ROW L -> L-3 | L-3 | InOutPlug#1 | ATSRL3PDUB | DATA CENTER OPERATIONS | Raritan Computer | Dominion PX | PX-5522 | RCI293 | QB64450078 |  | 10.122.78.149 | Oct 30 2015 11:00AM
San Jose | San Jose -> ATEDR -> ROW L -> L-3 | L-3 | RU#46 | blanking panel |  | APC | NetShelter | AR8101BLK-8U | APC972 |  |  |  | Nov 13 2015 12:21PM
San Jose | San Jose -> ATEDR -> ROW L -> L-3 | L-3 | RU#43 | blanking panel |  | APC | NetShelter | AR8101BLK-3U | APCC280 |  |  |  | Nov 13 2015 12:21PM
San Jose | San Jose -> ATEDR -> ROW L -> L-3 | L-3 | RU#41 | blanking panel |  | APC | NetShelter | AR8101BLK-2U | APC970 |  |  |  | Oct 30 2015 10:28AM
San Jose | San Jose -> ATEDR -> ROW L -> L-3 | L-3 | RU#33 | blanking panel |  | APC | NetShelter | AR8101BLK-8U | APC972 |  |  |  | Sep 9 2014 11:53AM
San Jose | San Jose -> ATEDR -> ROW L -> L-3 | L-3 | RU#25 | blanking panel |  | APC | NetShelter | AR8101BLK-8U | APC972 |  |  |  | Sep 9 2014 11:53AM
San Jose | San Jose -> ATEDR -> ROW L -> L-3 | L-3 | RU#17 | blanking panel |  | APC | NetShelter | AR8101BLK-8U | APC972 |  |  |  | Sep 9 2014 11:53AM
San Jose | San Jose -> ATEDR -> ROW L -> L-3 | L-3 | RU#09 | blanking panel |  | APC | NetShelter | AR8101BLK-8U | APC972 |  |  |  | Sep 9 2014 11:53AM
San Jose | San Jose -> East 6 Staging -> Staging Floor | Staging Floor |  | Poweredge R730 - 4200035701 |  | Dell Computer | PowerEdge R-Series | PowerEdge R730 - Closed | DELM803 |  |  |  | Apr 26 2016 4:43PM
San Jose | San Jose -> East 6 Staging -> Staging Floor | Staging Floor |  | Poweredge R730 - 4200035701 |  | Dell Computer | PowerEdge R-Series | PowerEdge R730 - Closed | DELM803 |  |  |  | Apr 26 2016 4:43PM
San Jose | San Jose -> East 6 Staging -> Staging Floor | Staging Floor |  | Poweredge R730 - 4200035701 |  | Dell Computer | PowerEdge R-Series | PowerEdge R730 - Closed | DELM803 |  |  |  | Apr 26 2016 4:43PM
San Jose | San Jose -> East 6 Staging -> Staging Floor | Staging Floor |  | Poweredge R730 - 4200035701 |  | Dell Computer | PowerEdge R-Series | PowerEdge R730 - Closed | DELM803 |  |  |  | Apr 26 2016 4:43PM
San Jose | San Jose -> East 6 Staging -> Staging Floor | Staging Floor |  | Poweredge R730 - 4200035701 |  | Dell Computer | PowerEdge R-Series | PowerEdge R730 - Closed | DELM803 |  |  |  | Apr 26 2016 4:43PM
San Jose | San Jose -> East 6 Staging -> Staging Floor | Staging Floor |  | Poweredge R730 - 4200035701 |  | Dell Computer | PowerEdge R-Series | PowerEdge R730 - Closed | DELM803 |  |  |  | Apr 26 2016 4:43PM
San Jose | San Jose -> East 6 Staging -> Staging Floor | Staging Floor |  | Poweredge R730 - 4200035701 |  | Dell Computer | PowerEdge R-Series | PowerEdge R730 - Closed | DELM803 |  |  |  | Apr 26 2016 4:43PM
San Jose | San Jose -> East 6 Staging -> Staging Floor | Staging Floor |  | Poweredge R730 - 4200035701 |  | Dell Computer | PowerEdge R-Series | PowerEdge R730 - Closed | DELM803 |  |  |  | Apr 26 2016 4:43PM
San Jose | San Jose -> East 6 Staging -> Staging Floor | Staging Floor |  | Poweredge R730 - 4200035701 |  | Dell Computer | PowerEdge R-Series | PowerEdge R730 - Closed | DELM803 |  |  |  | Apr 26 2016 4:43PM
San Jose | San Jose -> East 6 Staging -> Staging Floor | Staging Floor |  | Poweredge R730 - 4200035701 |  | Dell Computer | PowerEdge R-Series | PowerEdge R730 - Closed | DELM803 |  |  |  | Apr 26 2016 4:43PM
San Jose | San Jose -> East 6 Staging -> Staging Floor | Staging Floor |  | Poweredge R730 - 4200035701 |  | Dell Computer | PowerEdge R-Series | PowerEdge R730 - Closed | DELM803 |  |  |  | Apr 26 2016 4:43PM
San Jose | San Jose -> East 6 Staging -> Staging Floor | Staging Floor |  | Poweredge R730 - 4200035701 |  | Dell Computer | PowerEdge R-Series | PowerEdge R730 - Closed | DELM803 |  |  |  | Apr 26 2016 4:43PM
San Jose | San Jose -> East 6 Staging -> Staging Floor | Staging Floor |  | Poweredge R730 - 4200035701 |  | Dell Computer | PowerEdge R-Series | PowerEdge R730 - Closed | DELM803 |  |  |  | Apr 26 2016 4:43PM
San Jose | San Jose -> East 6 Staging -> Staging Floor | Staging Floor |  | Poweredge R730 - 4200035701 |  | Dell Computer | PowerEdge R-Series | PowerEdge R730 - Closed | DELM803 |  |  |  | Apr 26 2016 4:43PM
San Jose | San Jose -> East 6 Staging -> Staging Floor | Staging Floor |  | Poweredge R730 - 4200035701 |  | Dell Computer | PowerEdge R-Series | PowerEdge R730 - Closed | DELM803 |  |  |  | Apr 26 2016 4:43PM
San Jose | San Jose -> East 6 Staging -> Staging Floor | Staging Floor |  | Poweredge R730 - 4200035701 |  | Dell Computer | PowerEdge R-Series | PowerEdge R730 - Closed | DELM803 |  |  |  | Apr 26 2016 4:43PM
San Jose | San Jose -> East 6 Staging -> Staging Floor | Staging Floor |  | Poweredge R730 - 4200035701 |  | Dell Computer | PowerEdge R-Series | PowerEdge R730 - Closed | DELM803 |  |  |  | Apr 26 2016 4:43PM
San Jose | San Jose -> East 6 Staging -> Staging Floor | Staging Floor |  | Poweredge R730 - 4200035701 |  | Dell Computer | PowerEdge R-Series | PowerEdge R730 - Closed | DELM803 |  |  |  | Apr 26 2016 4:43PM
San Jose | San Jose -> East 6 Staging -> Staging Floor | Staging Floor |  | Poweredge R730 - 4200035701 |  | Dell Computer | PowerEdge R-Series | PowerEdge R730 - Closed | DELM803 |  |  |  | Apr 26 2016 4:43PM
San Jose | San Jose -> East 6 Staging -> Staging Floor | Staging Floor |  | Poweredge R730 - 4200035701 |  | Dell Computer | PowerEdge R-Series | PowerEdge R730 - Closed | DELM803 |  |  |  | Apr 26 2016 4:43PM
San Jose | San Jose -> East 6 Staging -> Staging Floor | Staging Floor |  | Poweredge R730 - 4200035701 |  | Dell Computer | PowerEdge R-Series | PowerEdge R730 - Closed | DELM803 |  |  |  | Apr 26 2016 4:43PM
San Jose | San Jose -> East 6 Staging -> Staging Floor | Staging Floor |  | Poweredge R730 - 4200035701 |  | Dell Computer | PowerEdge R-Series | PowerEdge R730 - Closed | DELM803 |  |  |  | Apr 26 2016 4:43PM
San Jose | San Jose -> East 6 Staging -> Staging Floor | Staging Floor |  | Poweredge R730 - 4200035701 |  | Dell Computer | PowerEdge R-Series | PowerEdge R730 - Closed | DELM803 |  |  |  | Apr 26 2016 4:43PM
San Jose | San Jose -> East 6 Staging -> Staging Floor | Staging Floor |  | Poweredge R730 - 4200035701 |  | Dell Computer | PowerEdge R-Series | PowerEdge R730 - Closed | DELM803 |  |  |  | Apr 26 2016 4:43PM
San Jose | San Jose -> East 6 Staging -> Staging Floor | Staging Floor |  | Poweredge R730 - 4200035701 |  | Dell Computer | PowerEdge R-Series | PowerEdge R730 - Closed | DELM803 |  |  |  | Apr 26 2016 4:43PM
San Jose | San Jose -> East 6 Staging -> Staging Floor | Staging Floor |  | Poweredge R730 - 4200035701 |  | Dell Computer | PowerEdge R-Series | PowerEdge R730 - Closed | DELM803 |  |  |  | Apr 26 2016 4:43PM
San Jose | San Jose -> East 6 Staging -> Staging Floor | Staging Floor |  | Poweredge R730 - 4200035701 |  | Dell Computer | PowerEdge R-Series | PowerEdge R730 - Closed | DELM803 |  |  |  | Apr 26 2016 4:43PM
San Jose | San Jose -> East 6 Staging -> Staging Floor | Staging Floor |  | Poweredge R730 - 4200035701 |  | Dell Computer | PowerEdge R-Series | PowerEdge R730 - Closed | DELM803 |  |  |  | Apr 26 2016 4:43PM
San Jose | San Jose -> East 6 Staging -> Staging Floor | Staging Floor |  | Poweredge R730 - 4200035701 |  | Dell Computer | PowerEdge R-Series | PowerEdge R730 - Closed | DELM803 |  |  |  | Apr 26 2016 4:43PM
San Jose | San Jose -> EAST Storage Closet | EAST Storage Closet |  | CONEAST7 | PDU | Cyclades | AlterPath | ATP0150 | CYCL018 |  |  | 153.32.22.133 | Jun 4 2014 2:22PM
San Jose | San Jose -> EAST Storage Closet | EAST Storage Closet |  | CONEAST5 | DATA CENTER OPERATIONS | Cyclades | AlterPath | ATP0150 | CYCL018 |  |  | 153.32.22.131 | Jun 4 2014 2:22PM
San Jose | San Jose -> EAST Storage Closet | EAST Storage Closet |  | CONEAST2 | PDU | Cyclades | AlterPath | ACS48 | CYCL017 | ATP041109 |  | 153.32.22.128 | Jun 4 2014 2:23PM
San Jose | San Jose -> EAST Storage Closet | EAST Storage Closet |  | KVM-EAST1 | PDU | Raritan Computer | Dominion KX | KX432 Rackmount | RCI144 |  |  | 153.32.23.167 | Jun 4 2014 2:23PM
San Jose | San Jose -> EAST Storage Closet | EAST Storage Closet |  | KVM-EAST2 | DATA CENTER OPERATIONS | Raritan Computer | Dominion KX | KX432 Rackmount | RCI144 |  |  | 153.32.23.168 | Jun 4 2014 2:23PM
San Jose | San Jose -> EAST Storage Closet | EAST Storage Closet |  | CONEAST3 | DATA CENTER OPERATIONS | Cyclades | AlterPath | ACS48 | CYCL017 | ATP041126 |  | 153.32.22.127 | Jun 4 2014 2:23PM
San Jose | San Jose -> EAST Storage Closet | EAST Storage Closet |  | KVM-EAST3 | PDU | Raritan Computer | Dominion KX | KX432 Rackmount | RCI144 | HK3EAA000083 |  |  | Jun 4 2014 2:23PM
San Jose | San Jose -> EAST Storage Closet | EAST Storage Closet |  | KVM-EAST6 | DATA CENTER OPERATIONS | Raritan Computer | Dominion KX | KX432 Rackmount | RCI144 |  |  | 153.32.23.172 | Jun 4 2014 2:22PM
San Jose | San Jose -> EAST Storage Closet | EAST Storage Closet |  | KVM-EAST4 | PDU | Raritan Computer | Dominion KX | KX432 Rackmount | RCI144 |  |  | 153.32.23.170 | Jun 4 2014 2:22PM
San Jose | San Jose -> EAST Storage Closet | EAST Storage Closet |  | KVM-EAST5 | DATA CENTER OPERATIONS | Raritan Computer | Dominion KX | KX432 Rackmount | RCI144 | HK3EB00270 |  | 153.32.23.171 | Jun 4 2014 2:22PM
San Jose | San Jose -> ETSR1 -> Row A -> A1 - HADOOP | A1 - HADOOP | InOutPlug#2 | ETSR1A1PDUA | DATA CENTER OPERATIONS | Raritan Computer | Dominion PX | PX-5522 | RCI293 | QB62150071 |  | 10.5.65.142 | May 30 2014 4:33PM
San Jose | San Jose -> ETSR1 -> Row A -> A1 - HADOOP | A1 - HADOOP | InOutPlug#1 | ETSR1A1PDUB | DATA CENTER OPERATIONS | Raritan Computer | Dominion PX | PX-5522 | RCI293 | QB62150008 |  | 10.5.65.143 | May 30 2014 4:33PM
San Jose | San Jose -> ETSR1 -> Row A -> A1 - HADOOP | A1 - HADOOP | RU#36 | SJ1DRA001 | Hadoop | Dell Computer | PowerEdge R-Series | PowerEdge R720xd-2.5 Drive | DELC962 | 3TBOCX1 |  | 10.5.81.180 | May 30 2014 4:33PM
San Jose | San Jose -> ETSR1 -> Row A -> A1 - HADOOP | A1 - HADOOP | RU#34 | SJ1DRA002 | Hadoop | Dell Computer | PowerEdge R-Series | PowerEdge R720xd-2.5 Drive | DELC962 | 3t9zbx1 |  | 10.5.81.181 | May 30 2014 4:33PM
San Jose | San Jose -> ETSR1 -> Row A -> A1 - HADOOP | A1 - HADOOP | RU#32 | SJ1DRA003 | Hadoop | Dell Computer | PowerEdge R-Series | PowerEdge R720xd-2.5 Drive | DELC962 | 3tbxbx1 |  | 10.5.81.182 | May 30 2014 4:33PM
San Jose | San Jose -> ETSR1 -> Row A -> A1 - HADOOP | A1 - HADOOP | RU#30 | SJ1DRA004 | Hadoop | Dell Computer | PowerEdge R-Series | PowerEdge R720xd-2.5 Drive | DELC962 | 95nybx1 |  | 10.5.81.183 | May 30 2014 4:32PM
San Jose | San Jose -> ETSR1 -> Row A -> A1 - HADOOP | A1 - HADOOP | RU#28 | SJ1DRA005 | Hadoop | Dell Computer | PowerEdge R-Series | PowerEdge R720xd-2.5 Drive | DELC962 | 95mzbx1 |  | 10.5.81.184 | May 30 2014 4:32PM
San Jose | San Jose -> ETSR1 -> Row A -> A1 - HADOOP | A1 - HADOOP | RU#26 | SJ1DRA006 | Hadoop | Dell Computer | PowerEdge R-Series | PowerEdge R720xd-2.5 Drive | DELC962 | 95mybx1 |  | 10.5.81.185, or1=10.116.127.148 | May 30 2014 4:32PM
San Jose | San Jose -> ETSR1 -> Row A -> A1 - HADOOP | A1 - HADOOP | RU#24 | SJ1DRA007 | Hadoop | Dell Computer | PowerEdge R-Series | PowerEdge R720xd-2.5 Drive | DELC962 | 95mxbx1 |  | 10.5.81.186, or1=10.116.127.149 | May 30 2014 4:31PM
San Jose | San Jose -> ETSR1 -> Row A -> A1 - HADOOP | A1 - HADOOP | RU#22 | SJ1DRA008 | Hadoop | Dell Computer | PowerEdge R-Series | PowerEdge R720xd-2.5 Drive | DELC962 | 3t7zbx1 |  | 10.5.81.187, or1=10.116.127.150 | May 30 2014 4:31PM
San Jose | San Jose -> ETSR1 -> Row A -> A1 - HADOOP | A1 - HADOOP | RU#20 | SJ1DRA009 | Hadoop | Dell Computer | PowerEdge R-Series | PowerEdge R720xd-2.5 Drive | DELC962 | 3t80cx1 |  | 10.5.81.188, or1=10.116.127.151 | May 30 2014 4:31PM
San Jose | San Jose -> ETSR1 -> Row A -> A1 - HADOOP | A1 - HADOOP | RU#18 | SJ1DRA010 | Hadoop | Dell Computer | PowerEdge R-Series | PowerEdge R720xd-2.5 Drive | DELC962 | 3tbxbx1 |  | 10.5.81.189 | May 30 2014 4:31PM
San Jose | San Jose -> ETSR1 -> Row A -> A1 - HADOOP | A1 - HADOOP | RU#16 | SJ1DRA106 | Hadoop | Dell Computer | PowerEdge R-Series | PowerEdge R720xd-3.5 Drive | DELC964 | 73158Y1 | 3125745 |  | May 30 2014 4:30PM
San Jose | San Jose -> ETSR1 -> Row A -> A1 - HADOOP | A1 - HADOOP | RU#13 | SJ1DRA433 | Hadoop | Dell Computer | PowerEdge R-Series | PowerEdge R730xd - 1.8 Inch Drive Bays | DELM605 | F3T5QB2 | 100214693 | 10.5.67.66 | Aug 31 2016 5:22PM
San Jose | San Jose -> ETSR1 -> Row A -> A2 - HADOOP | A2 - HADOOP | InOutPlug#2 | ETSR1A2PDUA | DATA CENTER OPERATIONS | Raritan Computer | Dominion PX | PX-5522 | RCI293 | QB62150057 |  | 10.5.65.144 | May 30 2014 4:36PM
San Jose | San Jose -> ETSR1 -> Row A -> A2 - HADOOP | A2 - HADOOP | InOutPlug#1 | ETSR1A2PDUB | DATA CENTER OPERATIONS | Raritan Computer | Dominion PX | PX-5522 | RCI293 | QB62150016 |  | 10.5.65.145 | May 30 2014 4:36PM
San Jose | San Jose -> ETSR1 -> Row A -> A2 - HADOOP | A2 - HADOOP | RU#43 | cable manager |  | Leviton Voice and Data | Versi-Duct | 491RU-HFO | LEVI913 |  |  |  | May 30 2014 4:36PM
San Jose | San Jose -> ETSR1 -> Row A -> A2 - HADOOP | A2 - HADOOP | RU#42 | SNJSESR1-A-ADMSA | NETWORK SERVICES | Juniper Networks | EX Series | EX2200-48T-4G | JUNP900 | CU0212389115 |  | 10.5.65.11 | May 30 2014 4:36PM
San Jose | San Jose -> ETSR1 -> Row A -> A2 - HADOOP | A2 - HADOOP | RU#41 | cable manager |  | Leviton Voice and Data | Versi-Duct | 491RU-HFO | LEVI913 |  |  |  | May 30 2014 4:36PM
San Jose | San Jose -> ETSR1 -> Row A -> A2 - HADOOP | A2 - HADOOP | RU#40 | cable manager |  | Leviton Voice and Data | Versi-Duct | 491RU-HFO | LEVI913 |  |  |  | May 30 2014 4:36PM
San Jose | San Jose -> ETSR1 -> Row A -> A2 - HADOOP | A2 - HADOOP | RU#38 | SNJSESR1-INTRATOR-A-SA | NETWORK SERVICES | Juniper Networks | EX Series | EX4500 | JUNP757 | GX0212383451 | 3122525 | 10.5.65.1 | Jun 4 2014 11:20AM
San Jose | San Jose -> ETSR1 -> Row A -> A2 - HADOOP | A2 - HADOOP | RU#35 | SJ1DRA011 | Hadoop | Dell Computer | PowerEdge R-Series | PowerEdge R720xd-2.5 Drive | DELC962 | 3t8ybx1 |  | 10.5.81.190, or1=10.116.127.152 | May 30 2014 4:36PM
San Jose | San Jose -> ETSR1 -> Row A -> A2 - HADOOP | A2 - HADOOP | RU#33 | SJ1DRA012 | Hadoop | Dell Computer | PowerEdge R-Series | PowerEdge R720xd-2.5 Drive | DELC962 | 3t90cx1 |  | 10.5.81.191 | May 30 2014 4:35PM
San Jose | San Jose -> ETSR1 -> Row A -> A2 - HADOOP | A2 - HADOOP | RU#31 | SJ1DRA013 | Hadoop | Dell Computer | PowerEdge R-Series | PowerEdge R720xd-2.5 Drive | DELC962 | 3t9ybx1 |  | 10.5.81.192 | May 30 2014 4:35PM
San Jose | San Jose -> ETSR1 -> Row A -> A2 - HADOOP | A2 - HADOOP | RU#29 | SJ1DRA014 | Hadoop | Dell Computer | PowerEdge R-Series | PowerEdge R720xd-2.5 Drive | DELC962 | 3t8zbx1 |  | 10.5.81.193 | May 30 2014 4:35PM
San Jose | San Jose -> ETSR1 -> Row A -> A2 - HADOOP | A2 - HADOOP | RU#27 | SJ1DRA015 | Hadoop | Dell Computer | PowerEdge R-Series | PowerEdge R720xd-2.5 Drive | DELC962 | 3t9xbx1 |  | 10.5.81.194 | May 30 2014 4:35PM
San Jose | San Jose -> ETSR1 -> Row A -> A2 - HADOOP | A2 - HADOOP | RU#25 | SJ1DRA016 | Hadoop | Dell Computer | PowerEdge R-Series | PowerEdge R720xd-2.5 Drive | DELC962 | 3tbybx1 |  | 10.5.81.195 | May 30 2014 4:34PM
San Jose | San Jose -> ETSR1 -> Row A -> A2 - HADOOP | A2 - HADOOP | RU#23 | SJ1DRA100 | Hadoop | Dell Computer | PowerEdge R-Series | PowerEdge R720xd-3.5 Drive | DELC964 | 73238Y1 | 3125742 |  | May 30 2014 4:34PM
San Jose | San Jose -> ETSR1 -> Row A -> A2 - HADOOP | A2 - HADOOP | RU#21 | SJ1DRA101 | Hadoop | Dell Computer | PowerEdge R-Series | PowerEdge R720xd-3.5 Drive | DELC964 | 73258Y1 | 3125743 |  | May 30 2014 4:34PM
San Jose | San Jose -> ETSR1 -> Row A -> A2 - HADOOP | A2 - HADOOP | RU#19 | SJ1DRA102 | Hadoop | Dell Computer | PowerEdge R-Series | PowerEdge R720xd-3.5 Drive | DELC964 | 73328Y1 | 3125741 |  | May 30 2014 4:34PM
San Jose | San Jose -> ETSR1 -> Row A -> A2 - HADOOP | A2 - HADOOP | RU#17 | SJ1DRA103 | Hadoop | Dell Computer | PowerEdge R-Series | PowerEdge R720xd-3.5 Drive | DELC964 | 73148Y1 | 3125744 |  | May 30 2014 4:34PM
San Jose | San Jose -> ETSR1 -> Row A -> A2 - HADOOP | A2 - HADOOP | RU#15 | SJ1DRA104 | Hadoop | Dell Computer | PowerEdge R-Series | PowerEdge R720xd-3.5 Drive | DELC964 | 73248Y1 | 3125740 |  | May 30 2014 4:33PM
San Jose | San Jose -> ETSR1 -> Row A -> A2 - HADOOP | A2 - HADOOP | RU#13 | SJ1DRA432 | Hadoop | Dell Computer | PowerEdge R-Series | PowerEdge R730xd - 1.8 Inch Drive Bays | DELM605 | F3T3QB2 | 100214684 | 10.5.67.41 | Aug 31 2016 5:22PM
San Jose | San Jose -> ETSR1 -> Row A -> A3 - HADOOP | A3 - HADOOP | RU#04 | cable manager |  | Leviton Voice and Data | Versi-Duct | 491RU-HFO | LEVI913 |  |  |  | May 30 2014 4:37PM
San Jose | San Jose -> ETSR1 -> Row A -> A3 - HADOOP | A3 - HADOOP | RU#03 | cable manager |  | Leviton Voice and Data | Versi-Duct | 491RU-HFO | LEVI913 |  |  |  | May 30 2014 4:37PM
San Jose | San Jose -> ETSR1 -> Row A -> A3 - HADOOP | A3 - HADOOP | InOutPlug#2 | ETSR1A3PDUA | DATA CENTER OPERATIONS | Raritan Computer | Dominion PX | PX-5522 | RCI293 | QB62150065 |  | 10.5.65.146 | May 30 2014 4:37PM
San Jose | San Jose -> ETSR1 -> Row A -> A3 - HADOOP | A3 - HADOOP | InOutPlug#1 | ETSR1A3PDUB | DATA CENTER OPERATIONS | Raritan Computer | Dominion PX | PX-5522 | RCI293 | QB62150036 |  | 10.5.65.147 | May 30 2014 4:37PM
San Jose | San Jose -> ETSR1 -> Row A -> A3 - HADOOP | A3 - HADOOP | RU#44 | SNJSET-6SR1INTP1HADA3TS01 | NETWORK SERVICES | Cisco Systems | Nexus 9000 Series | N9K-C93180YC-EX | CIST276 | FDO20291AQK |  | 10.4.8.11 | Aug 16 2016 1:00PM
San Jose | San Jose -> ETSR1 -> Row A -> A3 - HADOOP | A3 - HADOOP | RU#42 | SNJSET-6SR1INTP1HADA3GS01 | NETWORK SERVICES | Cisco Systems | Nexus 9000 Series | N9K-C93108TC-EX | CIST280 | FDO20241JFM |  | 10.4.8.19 | Aug 16 2016 1:00PM
San Jose | San Jose -> ETSR1 -> Row A -> A3 - HADOOP | A3 - HADOOP | RU#39 | SNJSESR1-INTRATOR-A-SB | NETWORK SERVICES | Juniper Networks | EX Series | EX4500 | JUNP757 | GX0212383470 | 3122524 | 10.5.65.21 | May 30 2014 4:37PM
San Jose | San Jose -> ETSR1 -> Row A -> A3 - HADOOP | A3 - HADOOP | RU#35 | SJ1DRA017 | Hadoop | Dell Computer | PowerEdge R-Series | PowerEdge R720xd-2.5 Drive | DELC962 | 3t7xbx1 |  | 10.5.81.196 | May 30 2014 4:39PM
San Jose | San Jose -> ETSR1 -> Row A -> A3 - HADOOP | A3 - HADOOP | RU#33 | SJ1DRA017-ARRAY | Hadoop | Dell Computer | PowerVault MD Series | PowerVault MD1200 | DELC450 | c8lybx1 |  |  | May 30 2014 4:39PM
San Jose | San Jose -> ETSR1 -> Row A -> A3 - HADOOP | A3 - HADOOP | RU#31 | SJ1DRA018 | Hadoop | Dell Computer | PowerEdge R-Series | PowerEdge R720xd-2.5 Drive | DELC962 | 3t7ocx1 |  | 10.5.81.197 | May 30 2014 4:39PM
San Jose | San Jose -> ETSR1 -> Row A -> A3 - HADOOP | A3 - HADOOP | RU#29 | SJ1DRA018-ARRAY | Hadoop | Dell Computer | PowerVault MD Series | PowerVault MD1200 | DELC450 | c8kzbx1 |  |  | May 30 2014 4:39PM
San Jose | San Jose -> ETSR1 -> Row A -> A3 - HADOOP | A3 - HADOOP | RU#27 | SJ1DRA019 | Hadoop | Dell Computer | PowerEdge R-Series | PowerEdge R720xd-2.5 Drive | DELC962 | 3t7ybx1 |  | 10.5.81.198 | May 30 2014 4:38PM
San Jose | San Jose -> ETSR1 -> Row A -> A3 - HADOOP | A3 - HADOOP | RU#25 | SJ1DRA019-ARRAY | Hadoop | Dell Computer | PowerVault MD Series | PowerVault MD1200 | DELC450 | c8lxbx1 |  |  | May 30 2014 4:38PM
San Jose | San Jose -> ETSR1 -> Row A -> A3 - HADOOP | A3 - HADOOP | RU#23 | SJ1DRA050 | Hadoop | Dell Computer | PowerEdge R-Series | PowerEdge R720-2.5 Drive | DELC972 | 62228Y1 | 3125699 | 10.5.132.173, or1=10.116.127.143 | May 30 2014 4:38PM
San Jose | San Jose -> ETSR1 -> Row A -> A3 - HADOOP | A3 - HADOOP | RU#21 | SJ1DRA051 | Hadoop | Dell Computer | PowerEdge R-Series | PowerEdge R720-2.5 Drive | DELC972 | 62158Y1 | 3125700 | 10.5.132.174, or1=10.116.127.144 | May 30 2014 4:38PM
San Jose | San Jose -> ETSR1 -> Row A -> A3 - HADOOP | A3 - HADOOP | RU#19 | SJ1DRA052 | Hadoop | Dell Computer | PowerEdge R-Series | PowerEdge R720-2.5 Drive | DELC972 | 62238Y1 | 3125697 | 10.5.132.175 | May 30 2014 4:38PM
San Jose | San Jose -> ETSR1 -> Row A -> A3 - HADOOP | A3 - HADOOP | RU#15 | SJ1DRA053 | Hadoop | Dell Computer | PowerEdge R-Series | PowerEdge R720-2.5 Drive | DELC972 | 62248Y1 | 3125698 | 10.5.132.176, or1=10.116.127.145 | May 30 2014 4:38PM
San Jose | San Jose -> ETSR1 -> Row A -> A3 - HADOOP | A3 - HADOOP | RU#13 | SJ1DRA054 | Hadoop | Dell Computer | PowerEdge R-Series | PowerEdge R720-2.5 Drive | DELC972 | CTWLCY1 | 3125696 | 10.5.132.177 | May 30 2014 4:37PM
San Jose | San Jose -> ETSR1 -> Row A -> A3 - HADOOP | A3 - HADOOP | RU#11 | SJ1DRA105 | Hadoop | Dell Computer | PowerEdge R-Series | PowerEdge R720xd-3.5 Drive | DELC964 | 73228Y1 | 3125739 |  | May 30 2014 4:37PM
San Jose | San Jose -> ETSR1 -> Row A -> A4 - HADOOP | A4 - HADOOP | InOutPlug#2 | ETSR1A4PDUB | DATA CENTER OPERATIONS | Raritan Computer | Dominion PX | PX-5522 | RCI293 | QB64B50007 |  | 10.5.66.192 | Aug 5 2015 4:48PM
San Jose | San Jose -> ETSR1 -> Row A -> A4 - HADOOP | A4 - HADOOP | InOutPlug#1 | ETSR1A4PDUA | DATA CENTER OPERATIONS | Raritan Computer | Dominion PX | PX-5522 | RCI293 | QB64B50003 |  | 10.5.66.191 | Aug 5 2015 4:48PM
San Jose | San Jose -> ETSR1 -> Row A -> A4 - HADOOP | A4 - HADOOP | RU#42 | SNJSESR1-INTRATORS-A-SC |  | Juniper Networks | EX Series | EX4500 | JUNP757 | GX0215038173 | 100214294 |  | Aug 6 2015 2:39PM
San Jose | San Jose -> ETSR1 -> Row A -> A4 - HADOOP | A4 - HADOOP | RU#35 | SJ1DRA420 | Hadoop | Dell Computer | PowerEdge R-Series | PowerEdge R730xd - 1.8 Inch Drive Bays | DELM605 | B835QD2 | 100214678 | 10.5.67.29 | Aug 31 2016 5:22PM
San Jose | San Jose -> ETSR1 -> Row A -> A4 - HADOOP | A4 - HADOOP | RU#33 | SJ1DRA421 | Hadoop | Dell Computer | PowerEdge R-Series | PowerEdge R730xd - 1.8 Inch Drive Bays | DELM605 | B826QD2 | 100214679 | 10.5.67.30 | Aug 31 2016 5:22PM
San Jose | San Jose -> ETSR1 -> Row A -> A4 - HADOOP | A4 - HADOOP | RU#31 | SJ1DRA422 | Hadoop | Dell Computer | PowerEdge R-Series | PowerEdge R730xd - 1.8 Inch Drive Bays | DELM605 | B82CQD2 | 100214680 | 10.5.67.31 | Aug 31 2016 5:22PM
San Jose | San Jose -> ETSR1 -> Row A -> A4 - HADOOP | A4 - HADOOP | RU#29 | SJ1DRA423 | Hadoop | Dell Computer | PowerEdge R-Series | PowerEdge R730xd - 1.8 Inch Drive Bays | DELM605 | F3S9QD2 | 100214690 | 10.5.67.32 | Aug 31 2016 5:22PM
San Jose | San Jose -> ETSR1 -> Row A -> A4 - HADOOP | A4 - HADOOP | RU#27 | SJ1DRA424 | Hadoop | Dell Computer | PowerEdge R-Series | PowerEdge R730xd - 1.8 Inch Drive Bays | DELM605 | F3S7QD2 | 100214691 | 10.5.67.33 | Aug 31 2016 5:22PM
San Jose | San Jose -> ETSR1 -> Row A -> A4 - HADOOP | A4 - HADOOP | RU#25 | SJ1DRA425 | Hadoop | Dell Computer | PowerEdge R-Series | PowerEdge R730xd - 1.8 Inch Drive Bays | DELM605 | B829QD2 | 100214681 | 10.5.67.34 | Aug 31 2016 5:22PM
San Jose | San Jose -> ETSR1 -> Row A -> A4 - HADOOP | A4 - HADOOP | RU#23 | SJ1DRA426 | Hadoop | Dell Computer | PowerEdge R-Series | PowerEdge R730xd - 1.8 Inch Drive Bays | DELM605 | F3T6QD2 | 100214688 | 10.5.67.35 | Aug 31 2016 5:22PM
San Jose | San Jose -> ETSR1 -> Row A -> A4 - HADOOP | A4 - HADOOP | RU#21 | SJ1DRA427 | Hadoop | Dell Computer | PowerEdge R-Series | PowerEdge R730xd - 1.8 Inch Drive Bays | DELM605 | F3SBQD2 | 100214689 | 10.5.67.36 | Aug 31 2016 5:22PM
San Jose | San Jose -> ETSR1 -> Row A -> A4 - HADOOP | A4 - HADOOP | RU#19 | SJ1DRA428 | Hadoop | Dell Computer | PowerEdge R-Series | PowerEdge R730xd - 1.8 Inch Drive Bays | DELM605 | B82BQD2 | 100214686 | 10.5.67.37 | Aug 31 2016 5:22PM
San Jose | San Jose -> ETSR1 -> Row A -> A4 - HADOOP | A4 - HADOOP | RU#17 | SJ1DRA429 | Hadoop | Dell Computer | PowerEdge R-Series | PowerEdge R730xd - 1.8 Inch Drive Bays | DELM605 | B828QD2 | 100214683 | 10.5.67.38 | Aug 31 2016 5:22PM
San Jose | San Jose -> ETSR1 -> Row A -> A4 - HADOOP | A4 - HADOOP | RU#15 | SJ1DRA430 | Hadoop | Dell Computer | PowerEdge R-Series | PowerEdge R730xd - 1.8 Inch Drive Bays | DELM605 | B82DQD2 | 100214682 | 10.5.67.39 | Aug 31 2016 5:22PM
San Jose | San Jose -> ETSR1 -> Row A -> A4 - HADOOP | A4 - HADOOP | RU#13 | SJ1DRA431 | Hadoop | Dell Computer | PowerEdge R-Series | PowerEdge R730xd - 1.8 Inch Drive Bays | DELM605 | B834QD2 | 100214685 | 10.5.67.40 | Aug 31 2016 5:22PM
San Jose | San Jose -> ETSR1 -> Row A -> A5 - HADOOP | A5 - HADOOP | RU#07 | SJ1DRA419-ARRAY4 | Hadoop | Dell Computer | PowerVault MD Series | MD1400 - Closed View | DELM808 |  |  |  | Sep 3 2015 3:16PM
San Jose | San Jose -> ETSR1 -> Row A -> A5 - HADOOP | A5 - HADOOP | InOutPlug#2 | ETSR1A5PDUB | DATA CENTER OPERATIONS | Raritan Computer | Dominion PX | PX-5522 | RCI293 | QB64B50002 |  | 10.5.66.236 | Aug 5 2015 4:48PM
San Jose | San Jose -> ETSR1 -> Row A -> A5 - HADOOP | A5 - HADOOP | InOutPlug#1 | ETSR1A5PDUA | DATA CENTER OPERATIONS | Raritan Computer | Dominion PX | PX-5522 | RCI293 | QB64B50013 |  | 10.5.66.235 | Aug 5 2015 4:48PM
San Jose | San Jose -> ETSR1 -> Row A -> A5 - HADOOP | A5 - HADOOP | RU#44 | SNJSET-6SR1INTP1HADA5TS01 | NETWORK SERVICES | Cisco Systems | Nexus 9000 Series | N9K-C93180YC-EX | CIST276 | FDO20290DU7 |  | 10.4.8.12 | Aug 16 2016 1:00PM
San Jose | San Jose -> ETSR1 -> Row A -> A5 - HADOOP | A5 - HADOOP | RU#42 | SNJSET-6SR1INTP1HADA5GS01 | NETWORK SERVICES | Cisco Systems | Nexus 9000 Series | N9K-C93108TC-EX | CIST280 | FDP202609ZE |  | 10.4.8.20 | Aug 16 2016 1:00PM
San Jose | San Jose -> ETSR1 -> Row A -> A5 - HADOOP | A5 - HADOOP | RU#37 | SJ1DRA417 | Hadoop | Dell Computer | PowerEdge R-Series | PowerEdge R730XD - Closed | DELM804 |  |  | 10.5.83.17, drac=10.5.66.237 | Sep 3 2015 3:16PM
San Jose | San Jose -> ETSR1 -> Row A -> A5 - HADOOP | A5 - HADOOP | RU#35 | SJ1DRA417-ARRAY1 | Hadoop | Dell Computer | PowerVault MD Series | MD1400 - Closed View | DELM808 |  |  |  | Sep 3 2015 3:16PM
San Jose | San Jose -> ETSR1 -> Row A -> A5 - HADOOP | A5 - HADOOP | RU#33 | SJ1DRA417-ARRAY2 | Hadoop | Dell Computer | PowerVault MD Series | MD1400 - Closed View | DELM808 |  |  |  | Sep 3 2015 3:16PM
San Jose | San Jose -> ETSR1 -> Row A -> A5 - HADOOP | A5 - HADOOP | RU#31 | SJ1DRA417-ARRAY3 | Hadoop | Dell Computer | PowerVault MD Series | MD1400 - Closed View | DELM808 |  |  |  | Sep 3 2015 3:16PM
San Jose | San Jose -> ETSR1 -> Row A -> A5 - HADOOP | A5 - HADOOP | RU#29 | SJ1DRA417-ARRAY4 | Hadoop | Dell Computer | PowerVault MD Series | MD1400 - Closed View | DELM808 |  |  |  | Sep 3 2015 3:16PM
San Jose | San Jose -> ETSR1 -> Row A -> A5 - HADOOP | A5 - HADOOP | RU#27 | SJ1DRA418 | Hadoop | Dell Computer | PowerEdge R-Series | PowerEdge R730XD - Closed | DELM804 |  |  | 10.5.83.18, drac=10.5.66.238 | Sep 3 2015 3:16PM
San Jose | San Jose -> ETSR1 -> Row A -> A5 - HADOOP | A5 - HADOOP | RU#25 | SJ1DRA418-ARRAY1 | Hadoop | Dell Computer | PowerVault MD Series | MD1400 - Closed View | DELM808 |  |  |  | Sep 3 2015 3:16PM
San Jose | San Jose -> ETSR1 -> Row A -> A5 - HADOOP | A5 - HADOOP | RU#23 | SJ1DRA418-ARRAY2 | Hadoop | Dell Computer | PowerVault MD Series | MD1400 - Closed View | DELM808 |  |  |  | Sep 3 2015 3:16PM
San Jose | San Jose -> ETSR1 -> Row A -> A5 - HADOOP | A5 - HADOOP | RU#21 | SJ1DRA418-ARRAY3 | Hadoop | Dell Computer | PowerVault MD Series | MD1400 - Closed View | DELM808 |  |  |  | Sep 3 2015 3:16PM
San Jose | San Jose -> ETSR1 -> Row A -> A5 - HADOOP | A5 - HADOOP | RU#19 | SJ1DRA418-ARRAY4 | Hadoop | Dell Computer | PowerVault MD Series | MD1400 - Closed View | DELM808 |  |  |  | Sep 3 2015 3:16PM
San Jose | San Jose -> ETSR1 -> Row A -> A5 - HADOOP | A5 - HADOOP | RU#17 | cable manager |  | Leviton Voice and Data | Interbay | 49253-BCM | LEVI067 |  |  |  | Sep 3 2015 3:16PM
San Jose | San Jose -> ETSR1 -> Row A -> A5 - HADOOP | A5 - HADOOP | RU#15 | SJ1DRA419 | Hadoop | Dell Computer | PowerEdge R-Series | PowerEdge R730XD - Closed | DELM804 |  |  | 10.5.83.19, drac=10.5.66.239 | Sep 3 2015 3:16PM
San Jose | San Jose -> ETSR1 -> Row A -> A5 - HADOOP | A5 - HADOOP | RU#13 | SJ1DRA419-ARRAY1 | Hadoop | Dell Computer | PowerVault MD Series | MD1400 - Closed View | DELM808 |  |  |  | Sep 3 2015 3:16PM
San Jose | San Jose -> ETSR1 -> Row A -> A5 - HADOOP | A5 - HADOOP | RU#11 | SJ1DRA419-ARRAY2 | Hadoop | Dell Computer | PowerVault MD Series | MD1400 - Closed View | DELM808 |  |  |  | Sep 3 2015 3:16PM
San Jose | San Jose -> ETSR1 -> Row A -> A5 - HADOOP | A5 - HADOOP | RU#09 | SJ1DRA419-ARRAY3 | Hadoop | Dell Computer | PowerVault MD Series | MD1400 - Closed View | DELM808 |  |  |  | Sep 3 2015 3:16PM
San Jose | San Jose -> ETSR1 -> Row B -> B1 | B1 | InOutPlug#2 | ETSR1B1PDUA | DATA CENTER OPERATIONS | Raritan Computer | Dominion PX | PX-5522 | RCI293 | OB62150014 |  | 10.5.65.67 | May 30 2014 4:42PM
San Jose | San Jose -> ETSR1 -> Row B -> B1 | B1 | InOutPlug#1 | ETSR1B1PDUB | DATA CENTER OPERATIONS | Raritan Computer | Dominion PX | PX-5522 | RCI293 | OB62150051 |  | 10.5.65.68 | May 30 2014 4:42PM
San Jose | San Jose -> ETSR1 -> Row B -> B1 | B1 | RU#36 | SJ1DRA021 | Hadoop | Dell Computer | PowerEdge R-Series | PowerEdge R720xd-2.5 Drive | DELC962 | G28FH02 | 3133529 | 10.5.81.205, drac=10.5.65.132, bkup=10.5.96.239 | May 30 2014 4:42PM
San Jose | San Jose -> ETSR1 -> Row B -> B1 | B1 | RU#34 | SJ1DRA022 | Hadoop | Dell Computer | PowerEdge R-Series | PowerEdge R720xd-2.5 Drive | DELC962 | G26FH02 | 3133530 | 10.5.81.206, drac=10.5.65.133, bkup=10.5.96.240 | May 30 2014 4:42PM
San Jose | San Jose -> ETSR1 -> Row B -> B1 | B1 | RU#32 | SJ1DRA023 | Hadoop | Dell Computer | PowerEdge R-Series | PowerEdge R720xd-2.5 Drive | DELC962 | G29CH02 | 3133527 | 10.5.81.207, drac=10.5.65.134, bkup=10.5.96.241 | May 30 2014 4:42PM
San Jose | San Jose -> ETSR1 -> Row B -> B1 | B1 | RU#30 | SJ1DRA024 | Hadoop | Dell Computer | PowerEdge R-Series | PowerEdge R720xd-2.5 Drive | DELC962 | G27FH02 | 3133528 | 10.5.81.208, drac=10.5.65.135, bkup=10.5.96.242 | May 30 2014 4:41PM
San Jose | San Jose -> ETSR1 -> Row B -> B1 | B1 | RU#28 | SJ1DRA025 | Hadoop | Dell Computer | PowerEdge R-Series | PowerEdge R720xd-2.5 Drive | DELC962 | G28CH02 | 3133536 | 10.5.81.209, drac=10.5.65.136, bkup=10.5.96.243 | May 30 2014 4:41PM
San Jose | San Jose -> ETSR1 -> Row B -> B1 | B1 | RU#26 | SJ1DRA026 | Hadoop | Dell Computer | PowerEdge R-Series | PowerEdge R720xd-2.5 Drive | DELC962 | G28DH02 | 3133535 | 10.5.81.210, drac=10.5.65.137, bkup=10.5.96.244 | May 30 2014 4:41PM
San Jose | San Jose -> ETSR1 -> Row B -> B1 | B1 | RU#24 | SJ1DRA027 | Hadoop | Dell Computer | PowerEdge R-Series | PowerEdge R720xd-2.5 Drive | DELC962 | G27CH02 | 3133534 | 10.5.81.211, drac=10.5.65.138, bkup=10.5.96.245 | May 30 2014 4:40PM
San Jose | San Jose -> ETSR1 -> Row B -> B1 | B1 | RU#22 | SJ1DRA028 | Hadoop | Dell Computer | PowerEdge R-Series | PowerEdge R720xd-2.5 Drive | DELC962 | G26DH02 | 3133531 | 10.5.81.212, drac=10.5.65.139, bkup=10.5.96.246 | May 30 2014 4:40PM
San Jose | San Jose -> ETSR1 -> Row B -> B1 | B1 | RU#20 | SJ1DRA029 | Hadoop | Dell Computer | PowerEdge R-Series | PowerEdge R720xd-2.5 Drive | DELC962 | G26GH02 | 3133532 | 10.5.81.213, drac=10.5.65.140, bkup=10.5.96.247 | May 30 2014 4:40PM
San Jose | San Jose -> ETSR1 -> Row B -> B1 | B1 | RU#18 | SJ1DRA030 | Hadoop | Dell Computer | PowerEdge R-Series | PowerEdge R720xd-2.5 Drive | DELC962 | G27DH02 | 3133533 | 10.5.81.214, drac=10.5.65.141, bkup=10.5.96.248 | May 30 2014 4:40PM
San Jose | San Jose -> ETSR1 -> Row B -> B1 | B1 | RU#15 | SJ1DRA434 | Hadoop | Dell Computer | PowerEdge R-Series | PowerEdge R730xd - 1.8 Inch Drive Bays | DELM605 | F3SCQDD2 | 100214969 | 10.5.67.67 | Aug 31 2016 5:23PM
San Jose | San Jose -> ETSR1 -> Row B -> B1 | B1 | RU#13 | SJ1DRA435 | Hadoop | Dell Computer | PowerEdge R-Series | PowerEdge R730xd - 1.8 Inch Drive Bays | DELM605 | F3S8QD2 | 100214692 | 10.5.67.68 | Aug 31 2016 5:23PM
San Jose | San Jose -> ETSR1 -> Row B -> B2 | B2 | InOutPlug#2 | ETSR1B2PDUA | DATA CENTER OPERATIONS | Raritan Computer | Dominion PX | PX-5522 | RCI293 | OB62150073 |  | 10.5.64.243 | May 30 2014 4:43PM
San Jose | San Jose -> ETSR1 -> Row B -> B2 | B2 | InOutPlug#1 | ETSR1B2PDUB | DATA CENTER OPERATIONS | Raritan Computer | Dominion PX | PX-5522 | RCI293 | OB62150067 |  | 10.5.64.244 | May 30 2014 4:43PM
San Jose | San Jose -> ETSR1 -> Row B -> B2 | B2 | RU#44 | SNJSET-6SR1INTP1HADB2GS01 | NETWORK SERVICES | Cisco Systems | Nexus 9000 Series | N9K-C93108TC-EX | CIST280 | FDO20241JFH |  | 10.4.8.21 | Aug 16 2016 1:00PM
San Jose | San Jose -> ETSR1 -> Row B -> B2 | B2 | RU#42 | SNJSET-6SR1INTP1HADB2TS01 | NETWORK SERVICES | Cisco Systems | Nexus 9000 Series | N9K-C93180YC-EX | CIST276 | FDO20241JFH |  | 10.4.8.13 | Aug 16 2016 1:00PM
San Jose | San Jose -> ETSR1 -> Row B -> B2 | B2 | RU#41 | SNJSESR1-ADMSB-B | NETWORK SERVICES | Juniper Networks | EX Series | EX2200-48T-4G | JUNP900 |  |  |  | Nov 17 2014 8:09PM
San Jose | San Jose -> ETSR1 -> Row B -> B2 | B2 | RU#40 | cable manager |  | Leviton Voice and Data | Versi-Duct | 491RU-HFO | LEVI913 |  |  |  | May 30 2014 4:42PM
San Jose | San Jose -> ETSR1 -> Row B -> B2 | B2 | RU#39 | SNJSESR1-B-ADMSA | NETWORK SERVICES | Juniper Networks | EX Series | EX2200-48T-4G | JUNP900 | CU0213530481 |  | 10.5.65.19 | May 30 2014 4:43PM
San Jose | San Jose -> ETSR1 -> Row B -> B2 | B2 | RU#37 | SJ1DRA031 | Hadoop | Dell Computer | PowerEdge R-Series | PowerEdge R720xd-2.5 Drive | DELC962 | B4J7Q22 | 3138275 | 10.5.81.251, drac=10.5.65.233, bkp=10.5.97.50 | Oct 14 2014 4:35PM
San Jose | San Jose -> ETSR1 -> Row B -> B2 | B2 | RU#35 | SJ1DRA032 | Hadoop | Dell Computer | PowerEdge R-Series | PowerEdge R720xd-2.5 Drive | DELC962 | B4L5Q22 | 3138280 | 10.5.81.252, drac=10.5.65.234, bkp=10.5.97.51 | Oct 14 2014 4:35PM
San Jose | San Jose -> ETSR1 -> Row B -> B2 | B2 | RU#33 | SJ1DRA033 | Hadoop | Dell Computer | PowerEdge R-Series | PowerEdge R720xd-2.5 Drive | DELC962 | B4K8Q22 | 3138281 | 10.5.82.72, drac=10.5.65.235, bkp=10.5.97.52 | Oct 14 2014 4:35PM
San Jose | San Jose -> ETSR1 -> Row B -> B2 | B2 | RU#31 | SJ1DRA034 | Hadoop | Dell Computer | PowerEdge R-Series | PowerEdge R720xd-2.5 Drive | DELC962 | B4K5Q22 | 3138276 | 10.5.82.73, drac=10.5.65.236, bkp=10.5.97.53 | Oct 14 2014 4:35PM
San Jose | San Jose -> ETSR1 -> Row B -> B2 | B2 | RU#29 | SJ1DRA035 | Hadoop | Dell Computer | PowerEdge R-Series | PowerEdge R720xd-2.5 Drive | DELC962 | B4K6Q22 | 313827 | 10.5.82.74, drac=10.5.65.237, bkp=10.5.97.54 | Oct 14 2014 4:35PM
San Jose | San Jose -> ETSR1 -> Row B -> B2 | B2 | RU#27 | SJ1DRA036 | Hadoop | Dell Computer | PowerEdge R-Series | PowerEdge R720xd-2.5 Drive | DELC962 | B4K7Q22 | 3138279 | 10.5.82.75, drac=10.5.65.238, bkp=10.5.97.55 | Oct 14 2014 4:35PM
San Jose | San Jose -> ETSR1 -> Row B -> B2 | B2 | RU#25 | SJ1DRA037 | Hadoop | Dell Computer | PowerEdge R-Series | PowerEdge R720xd-2.5 Drive | DELC962 | B4J8Q22 | 3138282 | 10.5.82.76, drac=10.5.65.239, bkp=10.5.97.56 | Oct 14 2014 4:35PM
San Jose | San Jose -> ETSR1 -> Row B -> B2 | B2 | RU#23 | SJ1DRA038 | Hadoop | Dell Computer | PowerEdge R-Series | PowerEdge R720xd-2.5 Drive | DELC962 | B4L6Q22 | 3138278 | 10.5.82.77, drac=10.5.65.240, bkp=10.5.97.57 | Oct 14 2014 4:35PM
San Jose | San Jose -> ETSR1 -> Row B -> B2 | B2 | RU#21 | SJ1DRA056 | Hadoop | Dell Computer | PowerEdge R-Series | PowerEdge R730xd - 3.5 Inch Drive Bays | DELM607 | HBTYP22 | 3138813 | 10.5.79.250 | Dec 9 2014 5:32PM
San Jose | San Jose -> ETSR1 -> Row B -> B2 | B2 | RU#17 | SJ1DRA436 | Hadoop | Dell Computer | PowerEdge R-Series | PowerEdge R730xd - 1.8 Inch Drive Bays | DELM605 | F3T4QD2 | 100214695 | 10.5.67.69 | Aug 31 2016 5:23PM
San Jose | San Jose -> ETSR1 -> Row B -> B2 | B2 | RU#15 | SJ1DRA437 | Hadoop | Dell Computer | PowerEdge R-Series | PowerEdge R730xd - 1.8 Inch Drive Bays | DELM605 | B82FQD2 | 100214687 | 10.5.67.70 | Aug 31 2016 5:23PM
San Jose | San Jose -> ETSR1 -> Row B -> B2 | B2 | RU#13 | SJ1DRA438 | Hadoop | Dell Computer | PowerEdge R-Series | PowerEdge R730xd - 1.8 Inch Drive Bays | DELM605 | F3SDQD2 | 100214694 | 10.5.67.71 | Aug 31 2016 5:23PM
San Jose | San Jose -> ETSR1 -> Row B -> B3 | B3 | RU#02 | cable manager |  | Leviton Voice and Data | Versi-Duct | 491RU-HFO | LEVI913 |  |  |  | May 30 2014 4:43PM
San Jose | San Jose -> ETSR1 -> Row B -> B3 | B3 | RU#01 | cable manager |  | Leviton Voice and Data | Versi-Duct | 491RU-HFO | LEVI913 |  |  |  | May 30 2014 4:43PM
San Jose | San Jose -> ETSR1 -> Row B -> B3 | B3 | InOutPlug#2 | ETSR1B3PDUA | DATA CENTER OPERATIONS | Raritan Computer | Dominion PX | PX-5522 | RCI293 | OB62150033 |  | 10.5.64.245 | May 30 2014 4:43PM
San Jose | San Jose -> ETSR1 -> Row B -> B3 | B3 | InOutPlug#1 | ETSR1B3PDUB | DATA CENTER OPERATIONS | Raritan Computer | Dominion PX | PX-5522 | RCI293 | OB62150072 |  | 10.5.64.246 | May 30 2014 4:43PM
San Jose | San Jose -> ETSR1 -> Row B -> B3 | B3 | RU#41 | SNJESR1-INTRATOR-B-SC |  | Juniper Networks | EX Series | EX4500 | JUNP757 | DE0210267263 |  |  | Nov 17 2014 8:09PM
San Jose | San Jose -> ETSR1 -> Row B -> B3 | B3 | RU#40 | Cable Manager |  | Leviton Voice and Data | Versi-Duct | 491RU-HFO | LEVI913 |  |  |  | Nov 17 2014 8:10PM
San Jose | San Jose -> ETSR1 -> Row B -> B3 | B3 | RU#39 | SNJSESR1-INTRATOR-B-SA | NETWORK SERVICES | Juniper Networks | EX Series | EX 4200-48T | JUNP617 | BP0212394233 | 3119688 | 10.5.65.9 | May 30 2014 4:43PM
San Jose | San Jose -> ETSR1 -> Row B -> B3 | B3 | RU#37 | SJ1DRA039 | Hadoop | Dell Computer | PowerEdge R-Series | PowerEdge R730xd - 3.5 Inch Drive Bays | DELM607 | HBQVP22 | 3138800 | 10.5.82.49 | Dec 9 2014 5:32PM
San Jose | San Jose -> ETSR1 -> Row B -> B3 | B3 | RU#35 | SJ1DRA040 | Hadoop | Dell Computer | PowerEdge R-Series | PowerEdge R730xd - 3.5 Inch Drive Bays | DELM607 | HBQXP22 | 3138802 | 10.5.82.50 | Dec 9 2014 5:32PM
San Jose | San Jose -> ETSR1 -> Row B -> B3 | B3 | RU#33 | SJ1DRA041 | Hadoop | Dell Computer | PowerEdge R-Series | PowerEdge R730xd - 3.5 Inch Drive Bays | DELM607 | HBRVP22 | 3138801 | 10.5.82.51 | Dec 9 2014 5:32PM
San Jose | San Jose -> ETSR1 -> Row B -> B3 | B3 | RU#31 | SJ1DRA042 | Hadoop | Dell Computer | PowerEdge R-Series | PowerEdge R730xd - 3.5 Inch Drive Bays | DELM607 | HBPYP22 | 3138803 | 10.5.82.52 | Dec 9 2014 5:32PM
San Jose | San Jose -> ETSR1 -> Row B -> B3 | B3 | RU#29 | SJ1DRA043 | Hadoop | Dell Computer | PowerEdge R-Series | PowerEdge R730xd - 3.5 Inch Drive Bays | DELM607 | HBRWP22 | 3138799 | 10.5.82.53 | Dec 9 2014 5:32PM
San Jose | San Jose -> ETSR1 -> Row B -> B3 | B3 | RU#27 | SJ1DRA044 | Hadoop | Dell Computer | PowerEdge R-Series | PowerEdge R730xd - 3.5 Inch Drive Bays | DELM607 | HBQYP22 | 3138795 | 10.5.82.54 | Dec 9 2014 5:32PM
San Jose | San Jose -> ETSR1 -> Row B -> B3 | B3 | RU#25 | SJ1DRA045 | Hadoop | Dell Computer | PowerEdge R-Series | PowerEdge R730xd - 3.5 Inch Drive Bays | DELM607 | HBPWP22 | 3138796 | 10.5.82.55 | Dec 9 2014 5:32PM
San Jose | San Jose -> ETSR1 -> Row B -> B3 | B3 | RU#23 | SJ1DRA046 | Hadoop | Dell Computer | PowerEdge R-Series | PowerEdge R730xd - 3.5 Inch Drive Bays | DELM607 | HBQWP22 | 3138794 | 10.5.82.56 | Dec 9 2014 5:32PM
San Jose | San Jose -> ETSR1 -> Row B -> B3 | B3 | RU#21 | SJ1DRA047 | Hadoop | Dell Computer | PowerEdge R-Series | PowerEdge R730xd - 3.5 Inch Drive Bays | DELM607 | HBPXP22 | 3138798 | 10.5.82.57 | Dec 9 2014 5:32PM
San Jose | San Jose -> ETSR1 -> Row B -> B3 | B3 | RU#19 | cable manager (rear) |  | APC | NetShelter | AR8101BLK-2U | APC970 |  |  |  | May 22 2015 3:36PM
San Jose | San Jose -> ETSR1 -> Row B -> B3 | B3 | RU#17 | SJ1DRA048 | Hadoop | Dell Computer | PowerEdge R-Series | PowerEdge R730xd - 3.5 Inch Drive Bays | DELM607 | HBNYP22 | 3138797 | 10.5.82.59 | Dec 9 2014 5:32PM
San Jose | San Jose -> ETSR1 -> Row B -> B3 | B3 | RU#15 | SJ1DRA439 | Hadoop | Dell Computer | PowerEdge R-Series | PowerEdge R730xd - 1.8 Inch Drive Bays | DELM605 | B827QD2 | 100214697 | 10.5.67.72 | Aug 31 2016 5:23PM
San Jose | San Jose -> ETSR1 -> Row B -> B3 | B3 | RU#13 | SJ1DRA440 | Hadoop | Dell Computer | PowerEdge R-Series | PowerEdge R730xd - 1.8 Inch Drive Bays | DELM605 | B81CQD2 | 100214705 | 10.5.67.73 | Aug 31 2016 5:23PM
San Jose | San Jose -> ETSR1 -> Row B -> B4 - HADOOP | B4 - HADOOP | InOutPlug#2 | ETSR1B4PDUA | DATA CENTER OPERATIONS | Raritan Computer | Dominion PX | PX-5522 | RCI293 | OB62150080 |  | 10.5.64.247 | May 30 2014 4:44PM
San Jose | San Jose -> ETSR1 -> Row B -> B4 - HADOOP | B4 - HADOOP | InOutPlug#1 | ETSR1B4PDUB | DATA CENTER OPERATIONS | Raritan Computer | Dominion PX | PX-5522 | RCI293 | OB62150058 |  | 10.5.64.248 | May 30 2014 4:44PM
San Jose | San Jose -> ETSR1 -> Row B -> B4 - HADOOP | B4 - HADOOP | RU#41 | SNJSESR1-INTRATOR-B-SD |  | Juniper Networks | EX Series | EX4500 | JUNP757 | DE0211059143 |  |  | Nov 17 2014 8:10PM
San Jose | San Jose -> ETSR1 -> Row B -> B4 - HADOOP | B4 - HADOOP | RU#40 | cable manager |  | Leviton Voice and Data | Versi-Duct | 491RU-HFO | LEVI913 |  |  |  | May 30 2014 4:44PM
San Jose | San Jose -> ETSR1 -> Row B -> B4 - HADOOP | B4 - HADOOP | RU#39 | SNJSESR1-INTRATOR-B-SB | NETWORK SERVICES | Juniper Networks | EX Series | EX 4200-48T | JUNP617 | BP0212394413 | 3119688 | 10.5.65.9 | May 30 2014 4:44PM
San Jose | San Jose -> ETSR1 -> Row B -> B4 - HADOOP | B4 - HADOOP | RU#37 | SJ1DRA049 | Hadoop | Dell Computer | PowerEdge R-Series | PowerEdge R730xd - 3.5 Inch Drive Bays | DELM607 | HBRXP22 |  | 10.5.82.88 | Dec 9 2014 5:32PM
San Jose | San Jose -> ETSR1 -> Row B -> B4 - HADOOP | B4 - HADOOP | RU#35 | SJ1DRA070 | Hadoop | Dell Computer | PowerEdge R-Series | PowerEdge R730xd - 3.5 Inch Drive Bays | DELM607 | 32HZ842 | 3138807 | 10.5.82.89, drac=10.5.66.48 | Dec 9 2014 5:32PM
San Jose | San Jose -> ETSR1 -> Row B -> B4 - HADOOP | B4 - HADOOP | RU#33 | SJ1DRA071 | Hadoop | Dell Computer | PowerEdge R-Series | PowerEdge R730xd - 3.5 Inch Drive Bays | DELM607 | HBRYP22 | 3138808 | 10.5.82.90 | Dec 9 2014 5:32PM
San Jose | San Jose -> ETSR1 -> Row B -> B4 - HADOOP | B4 - HADOOP | RU#31 | SJ1DRA072 | Hadoop | Dell Computer | PowerEdge R-Series | PowerEdge R730xd - 3.5 Inch Drive Bays | DELM607 | HBTXP22 | 3138805 | 10.5.82.91 | Dec 9 2014 5:32PM
San Jose | San Jose -> ETSR1 -> Row B -> B4 - HADOOP | B4 - HADOOP | RU#29 | SJ1DRA073 | Hadoop | Dell Computer | PowerEdge R-Series | PowerEdge R730xd - 3.5 Inch Drive Bays | DELM607 | HB5VP22 | 3138809 | 10.5.82.92 | Dec 9 2014 5:32PM
San Jose | San Jose -> ETSR1 -> Row B -> B4 - HADOOP | B4 - HADOOP | RU#27 | SJ1DRA074 | Hadoop | Dell Computer | PowerEdge R-Series | PowerEdge R730xd - 3.5 Inch Drive Bays | DELM607 | HBSWP22 | 3138812 | 10.5.82.93 | Dec 9 2014 5:32PM
San Jose | San Jose -> ETSR1 -> Row B -> B4 - HADOOP | B4 - HADOOP | RU#25 | SJ1DRA800 | Hadoop | Dell Computer | PowerEdge R-Series | PowerEdge R730xd - 3.5 Inch Drive Bays | DELM607 | HBTWP22 | 3138810 | 10.5.82.94 | Dec 9 2014 5:32PM
San Jose | San Jose -> ETSR1 -> Row B -> B4 - HADOOP | B4 - HADOOP | RU#23 | SJ1DRA800-SHELF | Hadoop | Dell Computer | PowerVault MD Series | PowerVault MD1200 | DELC450 |  |  |  | Dec 9 2014 5:32PM
San Jose | San Jose -> ETSR1 -> Row B -> B4 - HADOOP | B4 - HADOOP | RU#21 | SJ1DRA801 | Hadoop | Dell Computer | PowerEdge R-Series | PowerEdge R730xd - 3.5 Inch Drive Bays | DELM607 | HBTVP22 | 3138804 | 10.5.82.95 | Dec 9 2014 5:32PM
San Jose | San Jose -> ETSR1 -> Row B -> B4 - HADOOP | B4 - HADOOP | RU#19 | cable manager (rear) |  | APC | NetShelter | AR8101BLK-2U | APC970 |  |  |  | May 22 2015 3:36PM
San Jose | San Jose -> ETSR1 -> Row B -> B4 - HADOOP | B4 - HADOOP | RU#17 | SJ1DRA055 | Hadoop | Dell Computer | PowerEdge R-Series | PowerEdge R730xd - 3.5 Inch Drive Bays | DELM607 | HBSXP22 | 3138811 | 10.5.79.183 | Dec 9 2014 5:32PM
San Jose | San Jose -> ETSR1 -> Row B -> B4 - HADOOP | B4 - HADOOP | RU#15 | SJ1DRA801-SHELF1 | Hadoop | Dell Computer | PowerVault MD Series | MD1400 - 2.5 Inch Drive Bays | DELM609 | 8D2RC42 | 100214146 |  | Apr 30 2015 6:41PM
San Jose | San Jose -> ETSR1 -> Row B -> B4 - HADOOP | B4 - HADOOP | RU#13 | SJ1DRA441 | Hadoop | Dell Computer | PowerEdge R-Series | PowerEdge R730xd - 1.8 Inch Drive Bays | DELM605 | B824QD2 | 100214701 | 10.5.67.74 | Aug 31 2016 5:23PM
San Jose | San Jose -> ETSR1 -> Row B -> B5 - HADOOP | B5 - HADOOP | RU#08 | SJ1DRA201 | Hadoop | Dell Computer | PowerEdge R-Series | PowerEdge R720xd-2.5 Drive | DELC962 | FPNYDZ1 |  | 10.5.66.249 | Aug 1 2014 5:00PM
San Jose | San Jose -> ETSR1 -> Row B -> B5 - HADOOP | B5 - HADOOP | RU#04 | SJ1DRA203 | Hadoop | Dell Computer | PowerEdge R-Series | PowerEdge R720xd-2.5 Drive | DELC962 | FPP0FZ1 |  | 10.5.66.250 | Aug 1 2014 4:59PM
San Jose | San Jose -> ETSR1 -> Row B -> B5 - HADOOP | B5 - HADOOP | InOutPlug#2 | ETSR1B5PDUA | DATA CENTER OPERATIONS | Raritan Computer | Dominion PX | PX-5522 | RCI293 | OB62150068 |  | 10.5.64.90 | May 30 2014 4:44PM
San Jose | San Jose -> ETSR1 -> Row B -> B5 - HADOOP | B5 - HADOOP | InOutPlug#1 | ETSR1B5PDUB | DATA CENTER OPERATIONS | Raritan Computer | Dominion PX | PX-5522 | RCI293 | OB62150043 |  | 10.5.64.91 | May 30 2014 4:44PM
San Jose | San Jose -> ETSR1 -> Row B -> B5 - HADOOP | B5 - HADOOP | RU#44 | SNJSET-6SR1INTP1HADB5TS01 | NETWORK SERVICES | Cisco Systems | Nexus 9000 Series | N9K-C93180YC-EX | CIST276 | FDO20290UWX |  | 10.4.8.14 | Aug 16 2016 1:00PM
San Jose | San Jose -> ETSR1 -> Row B -> B5 - HADOOP | B5 - HADOOP | RU#42 | SNJSET-6SR1INTP1HADB5GS01 | NETWORK SERVICES | Cisco Systems | Nexus 9000 Series | N9K-C93108TC-EX | CIST280 | FDO20261CKN |  | 10.4.8.22 | Aug 16 2016 1:00PM
San Jose | San Jose -> ETSR1 -> Row B -> B5 - HADOOP | B5 - HADOOP | RU#39 | SNJSESR1-INTRATORS-B-SE | NETWORK SERVICES | Juniper Networks | EX Series | EX4500 | JUNP757 | GX0215068231 | 100214293 |  | Aug 6 2015 2:43PM
San Jose | San Jose -> ETSR1 -> Row B -> B5 - HADOOP | B5 - HADOOP | RU#37 | SJ1DRA089 | Hadoop | Dell Computer | PowerEdge R-Series | PowerEdge R730 - 2.5 Inch Drive Bays | DELM602 | CT5PA42 | 100214076 | 10.5.66.119 | May 1 2015 12:17PM
San Jose | San Jose -> ETSR1 -> Row B -> B5 - HADOOP | B5 - HADOOP | RU#35 | SJ1DRA500 | Hadoop | Dell Computer | PowerEdge R-Series | PowerEdge R720xd-3.5 Drive | DELC964 | 71MZJ02 | 3133601 | sj1dra500 10.5.101.38 ,sj1dra500-DRAC 10.5.65.166,sj1dra500-bkup 10.5.92.167 | May 30 2014 4:45PM
San Jose | San Jose -> ETSR1 -> Row B -> B5 - HADOOP | B5 - HADOOP | RU#33 | SJ1DRA090 | Hadoop | Dell Computer | PowerEdge R-Series | PowerEdge R730 - 2.5 Inch Drive Bays | DELM602 | CT5V942 | 100214070 | 10.5.66.120 | May 1 2015 12:17PM
San Jose | San Jose -> ETSR1 -> Row B -> B5 - HADOOP | B5 - HADOOP | RU#31 | SJ1DRA501 | Hadoop | Dell Computer | PowerEdge R-Series | PowerEdge R720xd-3.5 Drive | DELC964 | 71N3K02 | 3133599 | SJ1DRA501 10.5.101.39,SJ1DRA501-DRAC 10.5.65.167,SJ1DRA501-BKUP 10.5.92.168 | May 30 2014 4:45PM
San Jose | San Jose -> ETSR1 -> Row B -> B5 - HADOOP | B5 - HADOOP | RU#29 | SJ1DRA091 | Hadoop | Dell Computer | PowerEdge R-Series | PowerEdge R730 - 2.5 Inch Drive Bays | DELM602 |  | 100214075 | 10.5.66.121 | May 1 2015 12:17PM
San Jose | San Jose -> ETSR1 -> Row B -> B5 - HADOOP | B5 - HADOOP | RU#27 | SJ1DRA502 | Hadoop | Dell Computer | PowerEdge R-Series | PowerEdge R720xd-3.5 Drive | DELC964 | 71N2K02 | 3133602 | SJ1DRA502 10.5.101.40,SJ1DRA502-DRAC 10.5.65.168 ,SJ1DRA502-BKUP 10.5.92.169 | May 30 2014 4:45PM
San Jose | San Jose -> ETSR1 -> Row B -> B5 - HADOOP | B5 - HADOOP | RU#21 | SJ1DRA205 | Hadoop | Dell Computer | PowerEdge R-Series | PowerEdge R720xd-2.5 Drive | DELC962 | FPNZDZ1 |  | 10.5.82.105, DRAC: | Aug 1 2014 4:59PM
San Jose | San Jose -> ETSR1 -> Row B -> B5 - HADOOP | B5 - HADOOP | RU#19 | SJ1DRA503 | Hadoop | Dell Computer | PowerEdge R-Series | PowerEdge R720xd-3.5 Drive | DELC964 | 71NYJ02 | 3133598 | SJ1DRA503 10.5.101.41,SJ1DRA503-DRAC 10.5.65.169,SJ1DRA503-BKUP 10.5.92.169 | May 30 2014 4:44PM
San Jose | San Jose -> ETSR1 -> Row B -> B5 - HADOOP | B5 - HADOOP | RU#15 | SJ1DRA504 | Hadoop | Dell Computer | PowerEdge R-Series | PowerEdge R720xd-3.5 Drive | DELC964 | 71N0K02 | 3133600 | SJ1DRA504 10.5.101.42,SJ1DRA504-DRAC 10.5.65.170,SJ1DRA504-BKUP 10.5.92.171 | May 30 2014 4:44PM
San Jose | San Jose -> ETSR1 -> Row B -> B5 - HADOOP | B5 - HADOOP | RU#13 | SJ1DRA442 | Hadoop | Dell Computer | PowerEdge R-Series | PowerEdge R730xd - 1.8 Inch Drive Bays | DELM605 | B81DQD2 |  | 10.5.67.75 | Aug 31 2016 5:23PM
San Jose | San Jose -> ETSR1 -> Row C -> C1 | C1 | RU#09 | blanking panel |  | APC | NetShelter | AR8101BLK-4U | APC971 |  |  |  | May 30 2014 4:45PM
San Jose | San Jose -> ETSR1 -> Row C -> C1 | C1 | RU#05 | blanking panel |  | APC | NetShelter | AR8101BLK-4U | APC971 |  |  |  | Jul 21 2014 1:00PM
San Jose | San Jose -> ETSR1 -> Row C -> C1 | C1 | RU#03 | ETSR1C1PDUB | DATA CENTER OPERATIONS | Raritan Computer | Dominion PX | PX2-5339R | RCI586 | QN13C50010 |  | 10.5.65.173 | Jul 21 2014 12:49PM
San Jose | San Jose -> ETSR1 -> Row C -> C1 | C1 | RU#01 | ETSR1C1PDUA | DATA CENTER OPERATIONS | Raritan Computer | Dominion PX | PX2-5339R | RCI586 | QN13C50004 |  | 10.5.65.172 | Jul 21 2014 12:49PM
San Jose | San Jose -> ETSR1 -> Row C -> C1 | C1 | RU#42 | blanking panel |  | APC | NetShelter | AR8101BLK-3U | APCC280 |  |  |  | Jul 21 2014 5:42PM
San Jose | San Jose -> ETSR1 -> Row C -> C1 | C1 | RU#38 | blanking panel |  | APC | NetShelter | AR8101BLK-4U | APC971 |  |  |  | Jul 21 2014 5:42PM
San Jose | San Jose -> ETSR1 -> Row C -> C1 | C1 | RU#36 | blanking panel |  | APC | NetShelter | AR8101BLK-2U | APC970 |  |  |  | May 30 2014 4:46PM
San Jose | San Jose -> ETSR1 -> Row C -> C1 | C1 | RU#34 | blanking panel |  | APC | NetShelter | AR8101BLK-2U | APC970 |  |  |  | May 30 2014 4:46PM
San Jose | San Jose -> ETSR1 -> Row C -> C1 | C1 | RU#33 | blanking panel |  | APC | NetShelter | AR8101BLK-1U | APC969 |  |  |  | Jul 21 2014 5:42PM
San Jose | San Jose -> ETSR1 -> Row C -> C1 | C1 | RU#31 | SJET1F1B01 | STORAGE SERVICES | Brocade Communications Systems | Switches | 5300 | BROC111 | CHQ2530J00A |  |  | May 30 2014 4:46PM
San Jose | San Jose -> ETSR1 -> Row C -> C1 | C1 | RU#30 | blanking panel |  | APC | NetShelter | AR8101BLK-1U | APC969 |  |  |  | Jul 21 2014 5:42PM
San Jose | San Jose -> ETSR1 -> Row C -> C1 | C1 | RU#29 | blanking panel |  | APC | NetShelter | AR8101BLK-1U | APC969 |  |  |  | May 30 2014 4:46PM
San Jose | San Jose -> ETSR1 -> Row C -> C1 | C1 | RU#21 | blanking panel |  | APC | NetShelter | AR8101BLK-8U | APC972 |  |  |  | May 30 2014 4:46PM
San Jose | San Jose -> ETSR1 -> Row C -> C1 | C1 | RU#13 | blanking panel |  | APC | NetShelter | AR8101BLK-8U | APC972 |  |  |  | May 30 2014 4:45PM
San Jose | San Jose -> ETSR1 -> Row C -> C2 | C2 | RU#08 | sjpki-cs4 |  | Dell Computer | PowerEdge R-Series | PowerEdge R730 - 3.5 Inch Drive Bays | DELM603 | 5VD9GB2 |  | eth1 10.5.88.137, iDRAC 10.5.88.133 | Jul 13 2016 2:15PM
San Jose | San Jose -> ETSR1 -> Row C -> C2 | C2 | RU#06 | SJSTAGE-CS1 | Security Services | Dell Computer | PowerEdge R-Series | PowerEdge R730 | DELM601 | 75QRRD2 | 100214670 | 10.5.88.175, drac=10.5.88.177 | Oct 17 2016 1:03PM
San Jose | San Jose -> ETSR1 -> Row C -> C2 | C2 | RU#04 | SJSTAGE-CS2 | Security Services | Dell Computer | PowerEdge R-Series | PowerEdge R730 | DELM601 | 75RPRD2 | 100214671 | 10.5.88.176, drac=10.5.88.178 | Oct 17 2016 1:03PM
San Jose | San Jose -> ETSR1 -> Row C -> C2 | C2 | RU#03 | HP/Compaq: DL160 G8 - LFF #1 |  | Hewlett-Packard | ProLiant | 662083-001 | HEPC783 | MXQ23501JS | 3119228 | 10.5.88.148, ilo=10.5.88.149 | May 30 2014 4:47PM
San Jose | San Jose -> ETSR1 -> Row C -> C2 | C2 | InOutPlug#2 | ETSR1C2PDUA | DATA CENTER OPERATIONS | Raritan Computer | Dominion PX | PX-5522 | RCI293 | QB62150061 |  | 10.5.65.174 | May 30 2014 4:47PM
San Jose | San Jose -> ETSR1 -> Row C -> C2 | C2 | InOutPlug#1 | ETSR1C2PDUB | PDU | Raritan Computer | Dominion PX | PX-5522 | RCI293 | QB62150060 |  | 10.5.65.175 | May 30 2014 4:47PM
San Jose | San Jose -> ETSR1 -> Row C -> C2 | C2 | RU#43 | SNJSESR1-C-ADMSA | NETWORK SERVICES | Juniper Networks | EX Series | EX2200-48T-4G | JUNP900 | CU0212327053 |  |  | May 30 2014 4:46PM
San Jose | San Jose -> ETSR1 -> Row C -> C2 | C2 | RU#42 | CONEAST4 | DATA CENTER OPERATIONS | Cyclades | AlterPath | ACS48 | CYCL017 | ATP059286 |  | 153.32.22.130 | May 30 2014 4:47PM
San Jose | San Jose -> ETSR1 -> Row C -> C2 | C2 | RU#38 | shelf |  | AFCO Systems | The Millenium | AS-MIL2-SFVQR-1922 | AFCO003 |  |  |  | Jun 4 2014 12:57PM
San Jose | San Jose -> ETSR1 -> Row C -> C2 | C2 | RU#37 | SJPKI-WS-CS1 |  | Hewlett-Packard | ProLiant | 662083-001 | HEPC783 | MXQ2370B1K | 3119228 | 10.5.88.146, ilo=10.5.88.147 | May 30 2014 4:49PM
San Jose | San Jose -> ETSR1 -> Row C -> C2 | C2 | RU#36 | SJPKI-WS2-CS2 |  | Hewlett-Packard | ProLiant | 662083-001 | HEPC783 | MXQ23501JS | 3119228 | 10.5.88.148, ilo=10.5.88.149 | May 30 2014 4:48PM
San Jose | San Jose -> ETSR1 -> Row C -> C2 | C2 | RU#35 | SJPKI-WS-CS3 |  | Hewlett-Packard | ProLiant | 662083-001 | HEPC783 | MXQ24101DC | 3119228 | 10.5.88.164, ilo=10.5.88.165 | May 30 2014 4:48PM
San Jose | San Jose -> ETSR1 -> Row C -> C2 | C2 | RU#34 | SJPKI-WS-CS2 |  | Hewlett-Packard | ProLiant | 662083-001 | HEPC783 | MXQ23501JS | 3119228 | 10.5.88.148, ilo=10.5.88.149 | May 30 2014 4:48PM
San Jose | San Jose -> ETSR1 -> Row C -> C2 | C2 | RU#33 | SJPKI-WS-CS2 |  | Hewlett-Packard | ProLiant | 662083-001 | HEPC783 | MXQ23501JS | 3119228 | 10.5.88.148, ilo=10.5.88.149 | May 30 2014 4:48PM
San Jose | San Jose -> ETSR1 -> Row C -> C2 | C2 | RU#32 | SJPKI-WS2-CS2 |  | Hewlett-Packard | ProLiant | 662083-001 | HEPC783 | MXQ23501JS | 3119228 | 10.5.88.148, ilo=10.5.88.149 | May 30 2014 4:48PM
San Jose | San Jose -> ETSR1 -> Row C -> C2 | C2 | RU#31 | SJPKI-WS2-CS2 |  | Hewlett-Packard | ProLiant | 662083-001 | HEPC783 | MXQ23501JS | 3119228 | 10.5.88.148, ilo=10.5.88.149 | May 30 2014 4:48PM
San Jose | San Jose -> ETSR1 -> Row C -> C2 | C2 | RU#30 | SJPKI-HSM-NC1 |  | Generic Altima Technologies Rackmountable | General Rackmount Equipment | 1U Server | 0GRM076 | 07-N56183N | N/A | 10.5.88.152 | May 30 2014 4:48PM
San Jose | San Jose -> ETSR1 -> Row C -> C2 | C2 | RU#29 | SJPKI-HSM-NC2 |  | Generic Altima Technologies Rackmountable | General Rackmount Equipment | 1U Server | 0GRM076 | N/A | N/A | 10.5.88.153 | May 30 2014 4:48PM
San Jose | San Jose -> ETSR1 -> Row C -> C2 | C2 | RU#28 | SJPKI-HSM-NC3 |  | nCipher | HSM | netHSM | NCIP001 |  | N/A | 10.5.88.154 | May 30 2014 4:47PM
San Jose | San Jose -> ETSR1 -> Row C -> C2 | C2 | RU#27 | SJPKI-HSM-NC4 |  | nCipher | HSM | netHSM | NCIP001 |  | N/A | 10.5.88.155 | May 30 2014 4:47PM
San Jose | San Jose -> ETSR1 -> Row C -> C2 | C2 | RU#25 | EDISC |  | Hewlett-Packard | ProLiant | DL385 G5 | HEPD845 | 2UX816072R |  | 10.5.104.51, ilo=10.5.64.209 | May 30 2014 4:47PM
San Jose | San Jose -> ETSR1 -> Row C -> C2 | C2 | RU#24 | SJPKI-PCI |  | Hewlett-Packard | ProLiant | 662084-001 | HEPC784 |  | 3122546 | NIC1 10.5.88.144,ILO 10.5.64.212 | May 30 2014 4:47PM
San Jose | San Jose -> ETSR1 -> Row C -> C2 | C2 | RU#23 | SJPKI-WS-STG1 |  | Hewlett-Packard | ProLiant | 662083-001 | HEPC783 | MXQ3290C80 |  | 10.5.88.165, ilo=10.5.88.166 | May 30 2014 4:47PM
San Jose | San Jose -> ETSR1 -> Row C -> C2 | C2 | RU#22 | SJPKI-WS-STG2 |  | Hewlett-Packard | ProLiant | 662083-001 | HEPC783 | MXQ32908V4 |  | 10.5.88.167, ilo=10.5.88.168 | May 30 2014 4:47PM
San Jose | San Jose -> ETSR1 -> Row C -> C2 | C2 | RU#18 | hsm-sj-static-ip1 |  | Thales Group | nCipher | NH2033 | THLG002 | 37-NC0634 |  | 10.5.88.138 | Jul 13 2016 2:15PM
San Jose | San Jose -> ETSR1 -> Row C -> C2 | C2 | RU#17 | hsm-sj-static-ip2 |  | Thales Group | nCipher | NH2033 | THLG002 | 37-NC1483A |  | 10.5.88.139 | Jul 13 2016 2:15PM
San Jose | San Jose -> ETSR1 -> Row C -> C2 | C2 | RU#16 | hsm-sj-static-ip3 |  | Thales Group | nCipher | NH2033 | THLG002 | 37-NC1484A |  | 10.5.88.140 | Jul 13 2016 2:15PM
San Jose | San Jose -> ETSR1 -> Row C -> C2 | C2 | RU#14 | sjpki-cs1 |  | Dell Computer | PowerEdge R-Series | PowerEdge R730 - 3.5 Inch Drive Bays | DELM603 | 5VDBGB2 |  | iDRAC- | Jul 13 2016 2:14PM
San Jose | San Jose -> ETSR1 -> Row C -> C2 | C2 | RU#12 | sjpki-cs2 |  | Dell Computer | PowerEdge R-Series | PowerEdge R730 - 3.5 Inch Drive Bays | DELM603 | 5VDCGB2 |  | eth1 10.5.88.135, iDRAC 10.5.88.131 | Jul 13 2016 2:14PM
San Jose | San Jose -> ETSR1 -> Row C -> C2 | C2 | RU#10 | sjpki-cs3 |  | Dell Computer | PowerEdge R-Series | PowerEdge R730 - 3.5 Inch Drive Bays | DELM603 | 5VF5GB2 |  | eth1 10.5.88.136, iDRAC | Jul 13 2016 2:14PM
San Jose | San Jose -> ETSR1 -> Row C -> C2 -> shelf | shelf | InOutPlug#1 | NETBOTZ CAMERA |  | APC | NetBotz | NBPD0121 | APCC616 |  |  |  | Jun 4 2014 12:58PM
San Jose | San Jose -> ETSR1 -> Row C -> C3 | C3 | RU#09 | blanking panel |  | APC | NetShelter | AR8101BLK-2U | APC970 |  |  |  | May 30 2014 4:49PM
San Jose | San Jose -> ETSR1 -> Row C -> C3 | C3 | RU#01 | blanking panel |  | APC | NetShelter | AR8101BLK-8U | APC972 |  |  |  | May 30 2014 4:49PM
San Jose | San Jose -> ETSR1 -> Row C -> C3 | C3 | InOutPlug#2 | ETSR1C3PDUA | DATA CENTER OPERATIONS | Raritan Computer | Dominion PX | PX-5522 | RCI293 | QB62150017 |  | 10.5.65.186 | May 30 2014 4:49PM
San Jose | San Jose -> ETSR1 -> Row C -> C3 | C3 | InOutPlug#1 | ETSR1C3PDUB | PDU | Raritan Computer | Dominion PX | PX-5522 | RCI293 | QB62150049 |  | 10.5.65.187 | May 30 2014 4:49PM
San Jose | San Jose -> ETSR1 -> Row C -> C3 | C3 | RU#44 | blanking panel |  | APC | NetShelter | AR8101BLK-1U | APC969 |  |  |  | Jul 21 2014 5:49PM
San Jose | San Jose -> ETSR1 -> Row C -> C3 | C3 | RU#43 | SNJSESR1-INTRATOR-C-SA | NETWORK SERVICES | Juniper Networks | EX Series | EX 4200-48T | JUNP617 | BP0212383318 | 3119453 |  | May 30 2014 4:50PM
San Jose | San Jose -> ETSR1 -> Row C -> C3 | C3 | RU#39 | blanking panel |  | APC | NetShelter | AR8101BLK-4U | APC971 |  |  |  | Jul 21 2014 5:46PM
San Jose | San Jose -> ETSR1 -> Row C -> C3 | C3 | RU#38 | SJPKI-NETBOTZ |  | NetBotz | RackBotz | RackBotz 400C | NETB008 |  | N/A | 153.32.21.49 | May 30 2014 4:49PM
San Jose | San Jose -> ETSR1 -> Row C -> C3 | C3 | RU#36 | shelf |  | APC | NetShelter | AR8122BLK | APC980 |  |  |  | May 30 2014 4:49PM
San Jose | San Jose -> ETSR1 -> Row C -> C3 | C3 | RU#35 | blanking panel |  | APC | NetShelter | AR8101BLK-1U | APC969 |  |  |  | May 30 2014 4:49PM
San Jose | San Jose -> ETSR1 -> Row C -> C3 | C3 | RU#34 | blanking panel |  | APC | NetShelter | AR8101BLK-1U | APC969 |  |  |  | May 30 2014 4:49PM
San Jose | San Jose -> ETSR1 -> Row C -> C3 | C3 | RU#30 | blanking panel |  | APC | NetShelter | AR8101BLK-4U | APC971 |  |  |  | May 30 2014 4:49PM
San Jose | San Jose -> ETSR1 -> Row C -> C3 | C3 | RU#29 | blanking panel |  | APC | NetShelter | AR8101BLK-1U | APC969 |  |  |  | May 30 2014 4:49PM
San Jose | San Jose -> ETSR1 -> Row C -> C3 | C3 | RU#27 | SJCREDHOST01 |  | Dell Computer | PowerEdge R-Series | PowerEdge R720-2.5 Drive | DELC972 | BRXC6Y1 |  |  | Sep 10 2014 3:21PM
San Jose | San Jose -> ETSR1 -> Row C -> C3 | C3 | RU#25 | SJCREDHOST02 |  | Dell Computer | PowerEdge R-Series | PowerEdge R720-2.5 Drive | DELC972 | 9RXC6Y1 | 3123720 |  | May 30 2014 4:49PM
San Jose | San Jose -> ETSR1 -> Row C -> C3 | C3 | RU#23 | SJCSERVER1 |  | Dell Computer | PowerEdge R-Series | PowerEdge R720-2.5 Drive | DELC972 | 500YX12 | 3136531 | 10.5.111.231 | Sep 2 2014 6:57PM
San Jose | San Jose -> ETSR1 -> Row C -> C3 | C3 | RU#21 | SJCSERVER2 |  | Dell Computer | PowerEdge R-Series | PowerEdge R720-2.5 Drive | DELC972 | 500XX12 | 3136532 |  | Sep 2 2014 6:57PM
San Jose | San Jose -> ETSR1 -> Row C -> C3 | C3 | RU#20 | blanking panel |  | APC | NetShelter | AR8101BLK-1U | APC969 |  |  |  | May 30 2014 4:49PM
San Jose | San Jose -> ETSR1 -> Row C -> C3 | C3 | RU#12 | blanking panel |  | APC | NetShelter | AR8101BLK-8U | APC972 |  |  |  | May 30 2014 4:49PM
San Jose | San Jose -> ETSR1 -> Row C -> C3 | C3 | RU#11 | blanking panel |  | APC | NetShelter | AR8101BLK-1U | APC969 |  |  |  | Jul 21 2014 5:46PM
San Jose | San Jose -> ETSR1 -> Row C -> C3 -> shelf | shelf | InOutPlug#1 | APC: NBPD0121 #1 |  | APC | NetBotz | NBPD0121 | APCC616 |  |  |  | Jun 4 2014 1:05PM
San Jose | San Jose -> ETSR1 -> Row C -> C4 | C4 | RU#09 | blanking panel |  | APC | NetShelter | AR8101BLK-8U | APC972 |  |  |  | May 30 2014 4:50PM
San Jose | San Jose -> ETSR1 -> Row C -> C4 | C4 | RU#01 | AR8101BLK-8U |  | APC | NetShelter | AR8101BLK-8U | APC972 |  |  |  | May 30 2014 4:50PM
San Jose | San Jose -> ETSR1 -> Row C -> C4 | C4 | InOutPlug#2 | ETSR1C4PDUA | DATA CENTER OPERATIONS | Raritan Computer | Dominion PX | PX-5522 | RCI293 | QB62150041 |  | 10.5.65.188 | May 30 2014 4:50PM
San Jose | San Jose -> ETSR1 -> Row C -> C4 | C4 | InOutPlug#1 | ETSR1C4PDUB | PDU | Raritan Computer | Dominion PX | PX-5522 | RCI293 | QB62150079 |  | 10.5.65.189 | May 30 2014 4:50PM
San Jose | San Jose -> ETSR1 -> Row C -> C4 | C4 | RU#44 | SNJSESR1-INTRATOR-C-SB | NETWORK SERVICES | Juniper Networks | EX Series | EX 4200-48T | JUNP617 | BP0212382863 |  |  | May 30 2014 4:51PM
San Jose | San Jose -> ETSR1 -> Row C -> C4 | C4 | RU#43 | blanking panel |  | APC | NetShelter | AR8101BLK-1U | APC969 |  |  |  | Jul 21 2014 5:52PM
San Jose | San Jose -> ETSR1 -> Row C -> C4 | C4 | RU#39 | blanking panel |  | APC | NetShelter | AR8101BLK-4U | APC971 |  |  |  | Jul 21 2014 5:52PM
San Jose | San Jose -> ETSR1 -> Row C -> C4 | C4 | RU#37 | Shelf |  | AFCO Systems | The Millenium | AS-MIL2-SFVQR-1922 | AFCO003 |  |  |  | Jun 4 2014 1:07PM
San Jose | San Jose -> ETSR1 -> Row C -> C4 | C4 | RU#36 | SJPKI-LUNA7 |  | Generic Altima Technologies Rackmountable | General Rackmount Equipment | 1U Server | 0GRM076 | 951146 |  |  | May 30 2014 4:51PM
San Jose | San Jose -> ETSR1 -> Row C -> C4 | C4 | RU#35 | SJPKI-LUNA8 |  | Generic Altima Technologies Rackmountable | General Rackmount Equipment | 1U Server | 0GRM076 | 951222 |  |  | May 30 2014 4:50PM
San Jose | San Jose -> ETSR1 -> Row C -> C4 | C4 | RU#34 | SJPKI-LUNA9 |  | Generic Altima Technologies Rackmountable | General Rackmount Equipment | 1U Server | 0GRM076 | 951652 | N/A | 153.32.24.12 | May 30 2014 4:50PM
San Jose | San Jose -> ETSR1 -> Row C -> C4 | C4 | RU#33 | SJPKI-LUNA10 |  | Generic Altima Technologies Rackmountable | General Rackmount Equipment | 1U Server | 0GRM076 | 951653 | N/A | 153.32.24.14 | May 30 2014 4:50PM
San Jose | San Jose -> ETSR1 -> Row C -> C4 | C4 | RU#32 | DOC-SIGN |  | Hewlett-Packard | ProLiant | DL360 G3 | HP254 | M02VLGPD33 |  |  | May 30 2014 4:50PM
San Jose | San Jose -> ETSR1 -> Row C -> C4 | C4 | RU#31 | blanking panel |  | APC | NetShelter | AR8101BLK-1U | APC969 |  |  |  | May 30 2014 4:50PM
San Jose | San Jose -> ETSR1 -> Row C -> C4 | C4 | RU#30 | blanking panel |  | APC | NetShelter | AR8101BLK-1U | APC969 |  |  |  | Jul 21 2014 5:52PM
San Jose | San Jose -> ETSR1 -> Row C -> C4 | C4 | RU#29 | SJPKI-LUNA1 |  | SafeNet | DataSecure 400 Series | i450 | SFNT051 | AA156739 | B2836529 | 10.5.88.171 | May 30 2014 4:50PM
San Jose | San Jose -> ETSR1 -> Row C -> C4 | C4 | RU#28 | SJPKI-LUNA2 |  | SafeNet | DataSecure 400 Series | i450 | SFNT051 | AA156096 | B2836524 | 10.5.88.172 | May 30 2014 4:50PM
San Jose | San Jose -> ETSR1 -> Row C -> C4 | C4 | RU#27 | SJPKI-MPKI-PUB1 |  | Hewlett-Packard | ProLiant | DL 360 G5 | HEPA599 | MXQ93203U1 |  | 153.32.23.63, a=10.5.88.173, b=10.5.88.174, ilo=10.5.65.171 | May 30 2014 4:50PM
San Jose | San Jose -> ETSR1 -> Row C -> C4 | C4 | RU#25 | AR8101BLK-2U |  | APC | NetShelter | AR8101BLK-2U | APC970 |  |  |  | May 30 2014 4:50PM
San Jose | San Jose -> ETSR1 -> Row C -> C4 | C4 | RU#17 | blanking panel |  | APC | NetShelter | AR8101BLK-8U | APC972 |  |  |  | May 30 2014 4:50PM
San Jose | San Jose -> ETSR1 -> Row C -> C4 -> Shelf | Shelf | InOutPlug#5 | APC: NBPD0121 #1 |  | APC | NetBotz | NBPD0121 | APCC616 |  |  |  | Jun 4 2014 1:08PM
San Jose | San Jose -> ETSR1 -> Row D -> D1 | D1 | RU#01 | SJD1CA004 | SERVER SERVICES | Dell Computer | PowerEdge M-Series | PowerEdge M1000e | DELC001 | G7YZJY1 | 13001033 |  | May 30 2014 4:51PM
San Jose | San Jose -> ETSR1 -> Row D -> D1 | D1 | InOutPlug#2 | ETSR1D1PDUA | DATA CENTER OPERATIONS | Raritan Computer | Dominion PX | PX-5522 | RCI293 | QB63250009 |  | 10.5.65.45 | May 30 2014 4:51PM
San Jose | San Jose -> ETSR1 -> Row D -> D1 | D1 | InOutPlug#1 | ETSR1D1PDUB | PDU | Raritan Computer | Dominion PX | PX-5522 | RCI293 | QB63250018 |  | 10.5.65.46 | May 30 2014 4:51PM
San Jose | San Jose -> ETSR1 -> Row D -> D1 | D1 | RU#44 | blanking panel |  | APC | NetShelter | AR8101BLK-1U | APC969 |  |  |  | Jul 21 2014 7:02PM
San Jose | San Jose -> ETSR1 -> Row D -> D1 | D1 | RU#42 | blanking panel |  | APC | NetShelter | AR8101BLK-2U | APC970 |  |  |  | Jul 21 2014 7:02PM
San Jose | San Jose -> ETSR1 -> Row D -> D1 | D1 | RU#38 | blanking panel |  | APC | NetShelter | AR8101BLK-4U | APC971 |  |  |  | Jul 21 2014 7:02PM
San Jose | San Jose -> ETSR1 -> Row D -> D1 | D1 | RU#37 | blanking panel |  | APC | NetShelter | AR8108BLK | APC978 |  |  |  | May 30 2014 4:51PM
San Jose | San Jose -> ETSR1 -> Row D -> D1 | D1 | RU#33 | blanking panel |  | APC | NetShelter | AR8134BLK | APC987 |  |  |  | May 30 2014 4:51PM
San Jose | San Jose -> ETSR1 -> Row D -> D1 | D1 | RU#25 | blanking panel |  | APC | NetShelter | AR8135BLK | APC689 |  |  |  | May 30 2014 4:51PM
San Jose | San Jose -> ETSR1 -> Row D -> D1 | D1 | RU#17 | blanking panel |  | APC | NetShelter | AR8101BLK-8U | APC972 |  |  |  | May 30 2014 4:51PM
San Jose | San Jose -> ETSR1 -> Row D -> D1 | D1 | RU#13 | blanking panel |  | APC | NetShelter | AR8134BLK | APC987 |  |  |  | May 30 2014 4:51PM
San Jose | San Jose -> ETSR1 -> Row D -> D1 | D1 | RU#11 | blanking panel |  | APC | NetShelter | AR8109BLK | APC979 |  |  |  | May 30 2014 4:51PM
San Jose | San Jose -> ETSR1 -> Row D -> D2 | D2 | RU#01 | (shelf) SOL-MAC-001/SOL-MAC-002 |  | Generic Equipment Set | Shelf | 19 Inch 1U Shelf | GENR944 |  |  |  | May 30 2014 4:52PM
San Jose | San Jose -> ETSR1 -> Row D -> D2 | D2 | InOutPlug#2 | ETSR1D2PDUA | DATA CENTER OPERATIONS | Raritan Computer | Dominion PX | PX-5522 | RCI293 | QB62150062 |  | 10.5.65.43 | May 30 2014 4:52PM
San Jose | San Jose -> ETSR1 -> Row D -> D2 | D2 | InOutPlug#1 | ETSR1D2PDUB | PDU | Raritan Computer | Dominion PX | PX-5522 | RCI293 | QB63250004 |  | 10.5.65.44 | May 30 2014 4:52PM
San Jose | San Jose -> ETSR1 -> Row D -> D2 | D2 | RU#43 | blanking panel |  | APC | NetShelter | AR8101BLK-2U | APC970 |  |  |  | Jul 21 2014 6:59PM
San Jose | San Jose -> ETSR1 -> Row D -> D2 | D2 | RU#42 | SNJSESR1-ADMSA-D | NETWORK SERVICES | Juniper Networks | EX Series | EX2200-48T-4G | JUNP900 | CU0212461525 | 13001037 | 10.5.65.14 | May 30 2014 4:52PM
San Jose | San Jose -> ETSR1 -> Row D -> D2 | D2 | RU#38 | blanking panel |  | APC | NetShelter | AR8101BLK-4U | APC971 |  |  |  | Jul 21 2014 6:59PM
San Jose | San Jose -> ETSR1 -> Row D -> D2 | D2 | RU#37 | blanking panel |  | APC | NetShelter | AR8101BLK-1U | APC969 |  |  |  | May 30 2014 4:52PM
San Jose | San Jose -> ETSR1 -> Row D -> D2 | D2 | RU#25 | (shelf) SOL-MAC-006/SOL-MAC-005 |  | APC | NetShelter | AR8122BLK | APC980 |  |  |  | Jun 4 2014 2:17PM
San Jose | San Jose -> ETSR1 -> Row D -> D2 | D2 | RU#13 | (shelf) SOL-MAC-003/SOL-MAC-004 |  | APC | NetShelter | AR8122BLK | APC980 |  |  |  | May 30 2014 4:52PM
San Jose | San Jose -> ETSR1 -> Row D -> D2 -> (shelf) SOL-MAC-001/SOL-MAC-002 | (shelf) SOL-MAC-001/SOL-MAC-002 | InOutPlug#7 | SOL-MAC-002 |  | Apple Computer | Mac | MacPro | APPL165 | C07KX086F4MH | 13001035 | DHCP VLAN 756 | May 30 2014 4:52PM
San Jose | San Jose -> ETSR1 -> Row D -> D2 -> (shelf) SOL-MAC-001/SOL-MAC-002 | (shelf) SOL-MAC-001/SOL-MAC-002 | InOutPlug#1 | SOL-MAC-001 |  | Apple Computer | Mac | MacPro | APPL165 | C07KX087F4MH | 13001035 | DHCP VLAN 756 | May 30 2014 4:52PM
San Jose | San Jose -> ETSR1 -> Row D -> D2 -> (shelf) SOL-MAC-003/SOL-MAC-004 | (shelf) SOL-MAC-003/SOL-MAC-004 | InOutPlug#4 | SOL-MAC-004 |  | Apple Computer | Mac | MacPro | APPL165 | C07KX07GF4MH | 13001035 | DHCP VLAN 756 | May 30 2014 4:52PM
San Jose | San Jose -> ETSR1 -> Row D -> D2 -> (shelf) SOL-MAC-003/SOL-MAC-004 | (shelf) SOL-MAC-003/SOL-MAC-004 | InOutPlug#1 | SOL-MAC-003 |  | Apple Computer | Mac | MacPro | APPL165 | C07KX07HF4MH | 13001035 | DHCP VLAN 756 | May 30 2014 4:52PM
San Jose | San Jose -> ETSR1 -> Row D -> D2 -> (shelf) SOL-MAC-006/SOL-MAC-005 | (shelf) SOL-MAC-006/SOL-MAC-005 | InOutPlug#7 | SOL-MAC-005 |  | Apple Computer | Mac | MacPro | APPL165 | C07KX08DF4MH | 13001035 | DHCP vlan 756 | May 30 2014 4:52PM
San Jose | San Jose -> ETSR1 -> Row D -> D2 -> (shelf) SOL-MAC-006/SOL-MAC-005 | (shelf) SOL-MAC-006/SOL-MAC-005 | InOutPlug#1 | SOL-MAC-006 |  | Apple Computer | Mac | MacPro | APPL165 | C07KX088F4MH | 13001035 | DHCP vlan 756 | May 30 2014 4:52PM
San Jose | San Jose -> ETSR1 -> Row D -> D3 | D3 | RU#01 | (shelf) SOL-MAC-008/SOL-MAC-007 |  | APC | NetShelter | AR8122BLK | APC980 |  |  |  | May 30 2014 4:52PM
San Jose | San Jose -> ETSR1 -> Row D -> D3 | D3 | InOutPlug#2 | ETSR1D3PDUA | DATA CENTER OPERATIONS | Raritan Computer | Dominion PX | PX-5522 | RCI293 | QB63250013 |  | 10.5.65.41 | May 30 2014 4:52PM
San Jose | San Jose -> ETSR1 -> Row D -> D3 | D3 | InOutPlug#1 | ETSR1D3PDUB | PDU | Raritan Computer | Dominion PX | PX-5522 | RCI293 | QB63250008 |  | 10.5.65.42 | May 30 2014 4:52PM
San Jose | San Jose -> ETSR1 -> Row D -> D3 | D3 | RU#44 | blanking panel |  | APC | NetShelter | AR8101BLK-1U | APC969 |  |  |  | Jul 21 2014 6:56PM
San Jose | San Jose -> ETSR1 -> Row D -> D3 | D3 | RU#40 | blanking panel |  | APC | NetShelter | AR8101BLK-4U | APC971 |  |  |  | Jul 21 2014 6:56PM
San Jose | San Jose -> ETSR1 -> Row D -> D3 | D3 | RU#38 | SNJSESR1-INTRATOR-D-SA | NETWORK SERVICES | Juniper Networks | EX Series | EX4500 | JUNP757 | GX0213085460 | 13001037 |  | May 30 2014 4:52PM
San Jose | San Jose -> ETSR1 -> Row D -> D3 | D3 | RU#37 | blanking panel |  | APC | NetShelter | AR8101BLK-1U | APC969 |  |  |  | May 30 2014 4:53PM
San Jose | San Jose -> ETSR1 -> Row D -> D3 | D3 | RU#25 | (shelf) SOL-MAC-012/SOL-MAC-011 |  | APC | NetShelter | AR8122BLK | APC980 |  |  |  | May 30 2014 4:53PM
San Jose | San Jose -> ETSR1 -> Row D -> D3 | D3 | RU#13 | (shelf) SOL-MAC-009/SOL-MAC-010 |  | APC | NetShelter | AR8122BLK | APC980 |  |  |  | May 30 2014 4:53PM
San Jose | San Jose -> ETSR1 -> Row D -> D3 -> (shelf) SOL-MAC-008/SOL-MAC-007 | (shelf) SOL-MAC-008/SOL-MAC-007 | InOutPlug#7 | SOL-MAC-007 |  | Apple Computer | Mac | MacPro | APPL165 | C07KX07XF4MH | 13001035 | DHCP VLAN 755 | May 30 2014 4:52PM
San Jose | San Jose -> ETSR1 -> Row D -> D3 -> (shelf) SOL-MAC-008/SOL-MAC-007 | (shelf) SOL-MAC-008/SOL-MAC-007 | InOutPlug#1 | SOL-MAC-008 |  | Apple Computer | Mac | MacPro | APPL165 | C07KX08FF4MH | 13001035 | DHCP VLAN 755 | May 30 2014 4:52PM
San Jose | San Jose -> ETSR1 -> Row D -> D3 -> (shelf) SOL-MAC-009/SOL-MAC-010 | (shelf) SOL-MAC-009/SOL-MAC-010 | InOutPlug#7 | SOL-MAC-010 |  | Apple Computer | Mac | MacPro | APPL165 | C07KX06ZF4MH | 13001035 | DHCP VLAN 755 | May 30 2014 4:53PM
San Jose | San Jose -> ETSR1 -> Row D -> D3 -> (shelf) SOL-MAC-009/SOL-MAC-010 | (shelf) SOL-MAC-009/SOL-MAC-010 | InOutPlug#1 | SOL-MAC-009 |  | Apple Computer | Mac | MacPro | APPL165 | C07KX077F4MH | 13001035 | DHCP VLAN 755 | May 30 2014 4:53PM
San Jose | San Jose -> ETSR1 -> Row D -> D3 -> (shelf) SOL-MAC-012/SOL-MAC-011 | (shelf) SOL-MAC-012/SOL-MAC-011 | InOutPlug#7 | SOL-MAC-011 |  | Apple Computer | Mac | MacPro | APPL165 | C07KX08KF4MH | 13001035 | DHCP VLAN 755 | May 30 2014 4:53PM
San Jose | San Jose -> ETSR1 -> Row D -> D3 -> (shelf) SOL-MAC-012/SOL-MAC-011 | (shelf) SOL-MAC-012/SOL-MAC-011 | InOutPlug#1 | SOL-MAC-012 |  | Apple Computer | Mac | MacPro | APPL165 | C07KX07QF4MH | 13001035 | DHCP VLAN 755 | May 30 2014 4:53PM
San Jose | San Jose -> ETSR1 -> Row D -> D4 | D4 | RU#01 | (shelf) SOL-MAC-013/SOL-MAC-014 |  | APC | NetShelter | AR8122BLK | APC980 |  |  |  | May 30 2014 4:53PM
San Jose | San Jose -> ETSR1 -> Row D -> D4 | D4 | InOutPlug#2 | ETSR1D4PDUA | DATA CENTER OPERATIONS | Raritan Computer | Dominion PX | PX-5522 | RCI293 | QB62150075 |  | 10.5.65.39 | May 30 2014 4:53PM
San Jose | San Jose -> ETSR1 -> Row D -> D4 | D4 | InOutPlug#1 | ETSR1D4PDUB | PDU | Raritan Computer | Dominion PX | PX-5522 | RCI293 | QB63250002 |  | 10.5.65.40 | May 30 2014 4:53PM
San Jose | San Jose -> ETSR1 -> Row D -> D4 | D4 | RU#43 | SNJSESR1-INTRATOR-D-SB | NETWORK SERVICES | Juniper Networks | EX Series | EX4500 | JUNP757 | GX0213085465 |  | 10.5.65.24 | May 30 2014 4:53PM
San Jose | San Jose -> ETSR1 -> Row D -> D4 | D4 | RU#39 | blanking panel |  | APC | NetShelter | AR8101BLK-4U | APC971 |  |  |  | Jul 21 2014 6:54PM
San Jose | San Jose -> ETSR1 -> Row D -> D4 | D4 | RU#38 | blanking panel |  | APC | NetShelter | AR8101BLK-1U | APC969 |  |  |  | Jul 21 2014 6:54PM
San Jose | San Jose -> ETSR1 -> Row D -> D4 | D4 | RU#37 | blanking panel |  | APC | NetShelter | AR8101BLK-1U | APC969 |  |  |  | May 30 2014 4:53PM
San Jose | San Jose -> ETSR1 -> Row D -> D4 | D4 | RU#25 | (shelf) SOL-MAC-017/SOL-MAC-018 |  | APC | NetShelter | AR8122BLK | APC980 |  |  |  | May 30 2014 4:53PM
San Jose | San Jose -> ETSR1 -> Row D -> D4 | D4 | RU#13 | (shelf) SOL-MAC-015/SOL-MAC-016 |  | APC | NetShelter | AR8122BLK | APC980 |  |  |  | May 30 2014 4:53PM
San Jose | San Jose -> ETSR1 -> Row D -> D4 -> (shelf) SOL-MAC-013/SOL-MAC-014 | (shelf) SOL-MAC-013/SOL-MAC-014 | InOutPlug#7 | SOL-MAC-014 |  | Apple Computer | Mac | MacPro | APPL165 | C07KX08GF4MH | 13001035 | DHCP VLAN 754 | May 30 2014 4:53PM
San Jose | San Jose -> ETSR1 -> Row D -> D4 -> (shelf) SOL-MAC-013/SOL-MAC-014 | (shelf) SOL-MAC-013/SOL-MAC-014 | InOutPlug#1 | SOL-MAC-013 |  | Apple Computer | Mac | MacPro | APPL165 | C07KX07AF4MH | 13001035 | DHCP VLAN 754 | May 30 2014 4:53PM
San Jose | San Jose -> ETSR1 -> Row D -> D4 -> (shelf) SOL-MAC-015/SOL-MAC-016 | (shelf) SOL-MAC-015/SOL-MAC-016 | InOutPlug#7 | SOL-MAC-016 |  | Apple Computer | Mac | MacPro | APPL165 | C07KX08AF4MH | 13001035 | DHCP VLAN 754 | May 30 2014 4:53PM
San Jose | San Jose -> ETSR1 -> Row D -> D4 -> (shelf) SOL-MAC-015/SOL-MAC-016 | (shelf) SOL-MAC-015/SOL-MAC-016 | InOutPlug#1 | SOL-MAC-015 |  | Apple Computer | Mac | MacPro | APPL165 | C07KX07BF4MH | 13001035 | DHCP VLAN 754 | May 30 2014 4:53PM
San Jose | San Jose -> ETSR1 -> Row D -> D4 -> (shelf) SOL-MAC-017/SOL-MAC-018 | (shelf) SOL-MAC-017/SOL-MAC-018 | InOutPlug#7 | SOL-MAC-018 |  | Apple Computer | Mac | MacPro | APPL165 | C07KX07VF4MH | 13001035 | DHCP VLAN 761 | May 30 2014 4:53PM
San Jose | San Jose -> ETSR1 -> Row D -> D4 -> (shelf) SOL-MAC-017/SOL-MAC-018 | (shelf) SOL-MAC-017/SOL-MAC-018 | InOutPlug#1 | SOL-MAC-017 |  | Apple Computer | Mac | MacPro | APPL165 | C07KX08LF4MH | 13001035 | DHCP VLAN 761 | May 30 2014 4:53PM
San Jose | San Jose -> ETSR1 -> Row D -> D5 | D5 | RU#01 | (shelf) SOL-MAC-019/SOL-MAC-020 |  | APC | NetShelter | AR8122BLK | APC980 |  |  |  | May 30 2014 4:53PM
San Jose | San Jose -> ETSR1 -> Row D -> D5 | D5 | InOutPlug#2 | ETSR1D5PDUA | DATA CENTER OPERATIONS | Raritan Computer | Dominion PX | PX-5522 | RCI293 | QB62150003 |  | 10.5.65.37 | May 30 2014 4:53PM
San Jose | San Jose -> ETSR1 -> Row D -> D5 | D5 | InOutPlug#1 | ETSR1D5PDUB | PDU | Raritan Computer | Dominion PX | PX-5522 | RCI293 | QB63250017 |  | 10.5.65.38 | May 30 2014 4:53PM
San Jose | San Jose -> ETSR1 -> Row D -> D5 | D5 | RU#43 | blanking panel |  | APC | NetShelter | AR8101BLK-2U | APC970 |  |  |  | Jul 21 2014 6:52PM
San Jose | San Jose -> ETSR1 -> Row D -> D5 | D5 | RU#39 | blanking panel |  | APC | NetShelter | AR8101BLK-4U | APC971 |  |  |  | Jul 21 2014 6:52PM
San Jose | San Jose -> ETSR1 -> Row D -> D5 | D5 | RU#38 | blanking panel |  | APC | NetShelter | AR8101BLK-1U | APC969 |  |  |  | Jul 21 2014 6:52PM
San Jose | San Jose -> ETSR1 -> Row D -> D5 | D5 | RU#37 | blanking panel |  | APC | NetShelter | AR8101BLK-1U | APC969 |  |  |  | May 30 2014 4:54PM
San Jose | San Jose -> ETSR1 -> Row D -> D5 | D5 | RU#25 | (shelf) SOL-MAC-023/SOL-MAC-024 |  | APC | NetShelter | AR8122BLK | APC980 |  |  |  | May 30 2014 4:54PM
San Jose | San Jose -> ETSR1 -> Row D -> D5 | D5 | RU#13 | (shelf) SOL-MAC-021/SOL-MAC-022 |  | APC | NetShelter | AR8122BLK | APC980 |  |  |  | May 30 2014 4:54PM
San Jose | San Jose -> ETSR1 -> Row D -> D5 -> (shelf) SOL-MAC-019/SOL-MAC-020 | (shelf) SOL-MAC-019/SOL-MAC-020 | InOutPlug#7 | SOL-MAC-020 |  | Apple Computer | Mac | MacPro | APPL165 | C07KX07JF4MH | 13001035 | DHCP VLAN 760 | May 30 2014 4:54PM
San Jose | San Jose -> ETSR1 -> Row D -> D5 -> (shelf) SOL-MAC-019/SOL-MAC-020 | (shelf) SOL-MAC-019/SOL-MAC-020 | InOutPlug#1 | SOL-MAC-019 |  | Apple Computer | Mac | MacPro | APPL165 | C07KX07SF4MH | 13001035 | DHCP VLAN 761 | May 30 2014 4:54PM
San Jose | San Jose -> ETSR1 -> Row D -> D5 -> (shelf) SOL-MAC-021/SOL-MAC-022 | (shelf) SOL-MAC-021/SOL-MAC-022 | InOutPlug#7 | SOL-MAC-022 |  | Apple Computer | Mac | MacPro | APPL165 | C07KX07PF4MH | 13001035 | DHCP VLAN 760 | May 30 2014 4:54PM
San Jose | San Jose -> ETSR1 -> Row D -> D5 -> (shelf) SOL-MAC-021/SOL-MAC-022 | (shelf) SOL-MAC-021/SOL-MAC-022 | InOutPlug#1 | SOL-MAC-021 |  | Apple Computer | Mac | MacPro | APPL165 | C07KX08F4MH | 13001035 | DHCP VLAN 760 | May 30 2014 4:54PM
San Jose | San Jose -> ETSR1 -> Row D -> D5 -> (shelf) SOL-MAC-023/SOL-MAC-024 | (shelf) SOL-MAC-023/SOL-MAC-024 | InOutPlug#7 | SOL-MAC-024 |  | Apple Computer | Mac | MacPro | APPL165 | C07KX07YF4MH | 13001035 | DHCP VLAN 762 | May 30 2014 4:54PM
San Jose | San Jose -> ETSR1 -> Row D -> D5 -> (shelf) SOL-MAC-023/SOL-MAC-024 | (shelf) SOL-MAC-023/SOL-MAC-024 | InOutPlug#1 | SOL-MAC-023 |  | Apple Computer | Mac | MacPro | APPL165 | C07KX07CF4MH | 13001035 | DHCP VLAN 760 | May 30 2014 4:54PM
San Jose | San Jose -> ETSR1 -> Row E -> E1 | E1 | RU#09 | AR8101BLK-8U |  | APC | NetShelter | AR8101BLK-8U | APC972 |  |  |  | Mar 30 2016 11:03AM
San Jose | San Jose -> ETSR1 -> Row E -> E1 | E1 | RU#01 | AR8101BLK-8U |  | APC | NetShelter | AR8101BLK-8U | APC972 |  |  |  | Mar 30 2016 11:03AM
San Jose | San Jose -> ETSR1 -> Row E -> E1 | E1 | InOutPlug#2 | ETSR1E1PDUA | DATA CENTER OPERATIONS | Raritan Computer | Dominion PX | PX-5522 | RCI293 | QB63550032 |  | 10.5.65.55 | May 30 2014 4:54PM
San Jose | San Jose -> ETSR1 -> Row E -> E1 | E1 | InOutPlug#1 | ETSR1E1PDUB | PDU | Raritan Computer | Dominion PX | PX-5522 | RCI293 | QB63250012 |  | 10.5.65.56 | May 30 2014 4:54PM
San Jose | San Jose -> ETSR1 -> Row E -> E1 | E1 | RU#38 | AR8122BLK |  | APC | NetShelter | AR8122BLK | APC980 |  |  |  | Mar 30 2016 11:03AM
San Jose | San Jose -> ETSR1 -> Row E -> E1 | E1 | RU#31 | AR8122BLK |  | APC | NetShelter | AR8122BLK | APC980 |  |  |  | Mar 30 2016 11:03AM
San Jose | San Jose -> ETSR1 -> Row E -> E1 | E1 | RU#24 | AR8122BLK |  | APC | NetShelter | AR8122BLK | APC980 |  |  |  | Mar 30 2016 11:03AM
San Jose | San Jose -> ETSR1 -> Row E -> E1 | E1 | RU#21 | AR8101BLK-3U |  | APC | NetShelter | AR8101BLK-3U | APCC280 |  |  |  | Mar 30 2016 11:03AM
San Jose | San Jose -> ETSR1 -> Row E -> E1 | E1 | RU#17 | AR8101BLK-4U |  | APC | NetShelter | AR8101BLK-4U | APC971 |  |  |  | Mar 30 2016 11:03AM
San Jose | San Jose -> ETSR1 -> Row E -> E1 -> AR8122BLK | AR8122BLK | InOutPlug#6 | SOL-MAC-115 |  | Apple Computer | Mac | Mac Pro (Quad-Core) | APPL204 |  |  |  | Mar 30 2016 11:03AM
San Jose | San Jose -> ETSR1 -> Row E -> E1 -> AR8122BLK | AR8122BLK | InOutPlug#6 | SOL-MAC-121 |  | Apple Computer | Mac | Mac Pro (Quad-Core) | APPL204 |  |  |  | Mar 30 2016 11:03AM
San Jose | San Jose -> ETSR1 -> Row E -> E1 -> AR8122BLK | AR8122BLK | InOutPlug#6 | SOL-MAC-127 |  | Apple Computer | Mac | Mac Pro (Quad-Core) | APPL204 |  |  |  | Mar 30 2016 11:03AM
San Jose | San Jose -> ETSR1 -> Row E -> E1 -> AR8122BLK | AR8122BLK | InOutPlug#5 | SOL-MAC-126 |  | Apple Computer | Mac | Mac Pro (Quad-Core) | APPL204 |  |  |  | Mar 30 2016 11:03AM
San Jose | San Jose -> ETSR1 -> Row E -> E1 -> AR8122BLK | AR8122BLK | InOutPlug#5 | SOL-MAC-120 |  | Apple Computer | Mac | Mac Pro (Quad-Core) | APPL204 |  |  |  | Mar 30 2016 11:03AM
San Jose | San Jose -> ETSR1 -> Row E -> E1 -> AR8122BLK | AR8122BLK | InOutPlug#5 | SOL-MAC-114 |  | Apple Computer | Mac | Mac Pro (Quad-Core) | APPL204 |  |  |  | Mar 30 2016 11:03AM
San Jose | San Jose -> ETSR1 -> Row E -> E1 -> AR8122BLK | AR8122BLK | InOutPlug#4 | SOL-MAC-119 |  | Apple Computer | Mac | Mac Pro (Quad-Core) | APPL204 |  |  |  | Mar 30 2016 11:03AM
San Jose | San Jose -> ETSR1 -> Row E -> E1 -> AR8122BLK | AR8122BLK | InOutPlug#4 | SOL-MAC-113 |  | Apple Computer | Mac | Mac Pro (Quad-Core) | APPL204 |  |  |  | Mar 30 2016 11:03AM
San Jose | San Jose -> ETSR1 -> Row E -> E1 -> AR8122BLK | AR8122BLK | InOutPlug#4 | SOL-MAC-125 |  | Apple Computer | Mac | Mac Pro (Quad-Core) | APPL204 |  |  |  | Mar 30 2016 11:03AM
San Jose | San Jose -> ETSR1 -> Row E -> E1 -> AR8122BLK | AR8122BLK | InOutPlug#3 | SOL-MAC-124 |  | Apple Computer | Mac | Mac Pro (Quad-Core) | APPL204 |  |  |  | Mar 30 2016 11:03AM
San Jose | San Jose -> ETSR1 -> Row E -> E1 -> AR8122BLK | AR8122BLK | InOutPlug#3 | SOL-MAC-112 |  | Apple Computer | Mac | Mac Pro (Quad-Core) | APPL204 |  |  |  | Mar 30 2016 11:03AM
San Jose | San Jose -> ETSR1 -> Row E -> E1 -> AR8122BLK | AR8122BLK | InOutPlug#3 | SOL-MAC-118 |  | Apple Computer | Mac | Mac Pro (Quad-Core) | APPL204 |  |  |  | Mar 30 2016 11:03AM
San Jose | San Jose -> ETSR1 -> Row E -> E1 -> AR8122BLK | AR8122BLK | InOutPlug#2 | SOL-MAC-111 |  | Apple Computer | Mac | Mac Pro (Quad-Core) | APPL204 |  |  |  | Mar 30 2016 11:03AM
San Jose | San Jose -> ETSR1 -> Row E -> E1 -> AR8122BLK | AR8122BLK | InOutPlug#2 | SOL-MAC-117 |  | Apple Computer | Mac | Mac Pro (Quad-Core) | APPL204 |  |  |  | Mar 30 2016 11:03AM
San Jose | San Jose -> ETSR1 -> Row E -> E1 -> AR8122BLK | AR8122BLK | InOutPlug#2 | SOL-MAC-123 |  | Apple Computer | Mac | Mac Pro (Quad-Core) | APPL204 |  |  |  | Mar 30 2016 11:03AM
San Jose | San Jose -> ETSR1 -> Row E -> E1 -> AR8122BLK | AR8122BLK | InOutPlug#1 | SOL-MAC-122 |  | Apple Computer | Mac | Mac Pro (Quad-Core) | APPL204 |  |  |  | Mar 30 2016 11:03AM
San Jose | San Jose -> ETSR1 -> Row E -> E1 -> AR8122BLK | AR8122BLK | InOutPlug#1 | SOL-MAC-116 |  | Apple Computer | Mac | Mac Pro (Quad-Core) | APPL204 |  |  |  | Mar 30 2016 11:03AM
San Jose | San Jose -> ETSR1 -> Row E -> E1 -> AR8122BLK | AR8122BLK | InOutPlug#1 | SOL-MAC-110 |  | Apple Computer | Mac | Mac Pro (Quad-Core) | APPL204 |  |  |  | Mar 30 2016 11:03AM
San Jose | San Jose -> ETSR1 -> Row E -> E2 | E2 | RU#09 | blanking panel |  | APC | NetShelter | AR8134BLK | APC987 |  |  |  | May 30 2014 4:55PM
San Jose | San Jose -> ETSR1 -> Row E -> E2 | E2 | RU#01 | (shelf) SOL-MAC-106/SOL-MAC-108/SOL-MAC-107/SOL-MAC-109 |  | APC | NetShelter | AR8122BLK | APC980 |  |  |  | Feb 3 2015 6:21PM
San Jose | San Jose -> ETSR1 -> Row E -> E2 | E2 | InOutPlug#2 | ETSR1E2PDUA | DATA CENTER OPERATIONS | Raritan Computer | Dominion PX | PX-5522 | RCI293 | QB63250011 |  | 10.5.65.53 | May 30 2014 4:54PM
San Jose | San Jose -> ETSR1 -> Row E -> E2 | E2 | InOutPlug#1 | ETSR1E2PDUB | DATA CENTER OPERATIONS | Raritan Computer | Dominion PX | PX-5522 | RCI293 | QB62150026 |  | 10.5.65.54 | May 30 2014 4:54PM
San Jose | San Jose -> ETSR1 -> Row E -> E2 | E2 | RU#44 | SNJSESR1-ADMSA-E | NETWORK SERVICES | Juniper Networks | EX Series | EX2200-48T-4G | JUNP900 | CU0212440657 | 13001037 | 10.5.65.15 | May 30 2014 4:54PM
San Jose | San Jose -> ETSR1 -> Row E -> E2 | E2 | RU#40 | blanking panel |  | APC | NetShelter | AR8101BLK-4U | APC971 |  |  |  | Aug 26 2014 6:05PM
San Jose | San Jose -> ETSR1 -> Row E -> E2 | E2 | RU#38 | KVM-EAST1 | DATA CENTER OPERATIONS | Raritan Computer | Dominion KX II | DKX2-464 | RCI170 | HKF7C00072 |  | 10.5.100.35 | May 30 2014 4:54PM
San Jose | San Jose -> ETSR1 -> Row E -> E2 | E2 | RU#37 | blanking panel |  | APC | NetShelter | AR8108BLK | APC978 |  |  |  | May 30 2014 4:55PM
San Jose | San Jose -> ETSR1 -> Row E -> E2 | E2 | RU#25 | (shelf) SOL-MAC-043/SOL-MAC-094 |  | APC | NetShelter | AR8122BLK | APC980 |  |  |  | May 30 2014 4:55PM
San Jose | San Jose -> ETSR1 -> Row E -> E2 | E2 | RU#13 | (shelf) SOL-MAC-095/SOL-MAC-105/SOL-MAC-102/SOL-MAC-101 |  | APC | NetShelter | AR8122BLK | APC980 |  |  |  | May 30 2014 4:55PM
San Jose | San Jose -> ETSR1 -> Row E -> E2 -> (shelf) SOL-MAC-043/SOL-MAC-094 | (shelf) SOL-MAC-043/SOL-MAC-094 | InOutPlug#7 | SOL-MAC-094 |  | Apple Computer | Mac | MacPro | APPL165 | C07LK02GF4MH | 13001035 | DHCP VLAN 750 | May 30 2014 4:55PM
San Jose | San Jose -> ETSR1 -> Row E -> E2 -> (shelf) SOL-MAC-043/SOL-MAC-094 | (shelf) SOL-MAC-043/SOL-MAC-094 | InOutPlug#1 | SOL-MAC-043 |  | Apple Computer | Mac | MacPro | APPL165 | C07KX089F4MH | 13001035 | DHCP VLAN 750 | May 30 2014 4:55PM
San Jose | San Jose -> ETSR1 -> Row E -> E2 -> (shelf) SOL-MAC-095/SOL-MAC-105/SOL-MAC-102/SOL-MAC-101 | (shelf) SOL-MAC-095/SOL-MAC-105/SOL-MAC-102/SOL-MAC-101 | InOutPlug#7 | SOL-MAC-101 |  | Apple Computer | Mac | Mac Pro (Quad-Core) | APPL204 |  |  | 153.32.14.247 | Feb 3 2015 3:18PM
San Jose | San Jose -> ETSR1 -> Row E -> E2 -> (shelf) SOL-MAC-095/SOL-MAC-105/SOL-MAC-102/SOL-MAC-101 | (shelf) SOL-MAC-095/SOL-MAC-105/SOL-MAC-102/SOL-MAC-101 | InOutPlug#6 | SOL-MAC-102 |  | Apple Computer | Mac | Mac Pro (Quad-Core) | APPL204 |  |  |  | Feb 3 2015 3:18PM
San Jose | San Jose -> ETSR1 -> Row E -> E2 -> (shelf) SOL-MAC-095/SOL-MAC-105/SOL-MAC-102/SOL-MAC-101 | (shelf) SOL-MAC-095/SOL-MAC-105/SOL-MAC-102/SOL-MAC-101 | InOutPlug#5 | SOL-MAC-105 |  | Apple Computer | Mac | Mac Pro (Quad-Core) | APPL204 | F5KNR0EHF9VN | 3138964 | VLAN 764 (DHCP) | Feb 3 2015 6:21PM
San Jose | San Jose -> ETSR1 -> Row E -> E2 -> (shelf) SOL-MAC-095/SOL-MAC-105/SOL-MAC-102/SOL-MAC-101 | (shelf) SOL-MAC-095/SOL-MAC-105/SOL-MAC-102/SOL-MAC-101 | InOutPlug#1 | SOL-MAC-095 |  | Apple Computer | Mac | MacPro | APPL165 | C07LK02FF4MH | 13001035 | DHCP VLAN 750 | May 30 2014 4:55PM
San Jose | San Jose -> ETSR1 -> Row E -> E2 -> (shelf) SOL-MAC-106/SOL-MAC-108/SOL-MAC-107/SOL-MAC-109 | (shelf) SOL-MAC-106/SOL-MAC-108/SOL-MAC-107/SOL-MAC-109 | InOutPlug#7 | SOL-MAC-109 |  | Apple Computer | Mac | Mac Pro (Quad-Core) | APPL204 | F5KNR0EKF9VN | 3138966 | VLAN 764 (DHCP) | Feb 3 2015 6:21PM
San Jose | San Jose -> ETSR1 -> Row E -> E2 -> (shelf) SOL-MAC-106/SOL-MAC-108/SOL-MAC-107/SOL-MAC-109 | (shelf) SOL-MAC-106/SOL-MAC-108/SOL-MAC-107/SOL-MAC-109 | InOutPlug#6 | SOL-MAC-107 |  | Apple Computer | Mac | Mac Pro (Quad-Core) | APPL204 | F5KNQ0GDF9VN | 3138965 | VLAN 764 (DHCP) | Feb 3 2015 6:21PM
San Jose | San Jose -> ETSR1 -> Row E -> E2 -> (shelf) SOL-MAC-106/SOL-MAC-108/SOL-MAC-107/SOL-MAC-109 | (shelf) SOL-MAC-106/SOL-MAC-108/SOL-MAC-107/SOL-MAC-109 | InOutPlug#2 | SOL-MAC-108 |  | Apple Computer | Mac | Mac Pro (Quad-Core) | APPL204 | F5KNR0ELF9VN | 3138962 | VLAN 764 (DHCP) | Feb 3 2015 6:21PM
San Jose | San Jose -> ETSR1 -> Row E -> E2 -> (shelf) SOL-MAC-106/SOL-MAC-108/SOL-MAC-107/SOL-MAC-109 | (shelf) SOL-MAC-106/SOL-MAC-108/SOL-MAC-107/SOL-MAC-109 | InOutPlug#1 | SOL-MAC-106 |  | Apple Computer | Mac | Mac Pro (Quad-Core) | APPL204 | F5KNM076F9VN | 3138963 | VLAN 764 (DHCP) | Feb 3 2015 6:21PM
San Jose | San Jose -> ETSR1 -> Row E -> E3 | E3 | RU#01 | (shelf) SOL-MAC-037/SOL-MAC-038 |  | APC | NetShelter | AR8122BLK | APC980 |  |  |  | May 30 2014 4:55PM
San Jose | San Jose -> ETSR1 -> Row E -> E3 | E3 | InOutPlug#2 | ETSR1E3PDUA | DATA CENTER OPERATIONS | Raritan Computer | Dominion PX | PX-5522 | RCI293 | QB63250003 |  | 10.5.65.51 | May 30 2014 4:55PM
San Jose | San Jose -> ETSR1 -> Row E -> E3 | E3 | InOutPlug#1 | ETSR1E3PDUB | DATA CENTER OPERATIONS | Raritan Computer | Dominion PX | PX-5522 | RCI293 | QB63250014 |  | 10.5.65.52 | May 30 2014 4:55PM
San Jose | San Jose -> ETSR1 -> Row E -> E3 | E3 | RU#41 | blanking panel |  | APC | NetShelter | AR8101BLK-4U | APC971 |  |  |  | Aug 26 2014 6:02PM
San Jose | San Jose -> ETSR1 -> Row E -> E3 | E3 | RU#40 | CONEAST8 | DATA CENTER OPERATIONS | Cyclades | AlterPath | ACS48 | CYCL017 | ATP053374 |  | New IP 10.5.79.238 / OLD IP 153.32.24.111 | May 30 2014 4:55PM
San Jose | San Jose -> ETSR1 -> Row E -> E3 | E3 | RU#39 | SNJSESR1-INTRATOR-E-SA | NETWORK SERVICES | Juniper Networks | EX Series | EX 4200-48T | JUNP617 | BP0212480714 | 13001037 |  | May 30 2014 4:55PM
San Jose | San Jose -> ETSR1 -> Row E -> E3 | E3 | RU#38 | blanking panel |  | APC | NetShelter | AR8101BLK-1U | APC969 |  |  |  | Aug 26 2014 6:02PM
San Jose | San Jose -> ETSR1 -> Row E -> E3 | E3 | RU#37 | blanking panel |  | APC | NetShelter | AR8101BLK-1U | APC969 |  |  |  | May 30 2014 4:55PM
San Jose | San Jose -> ETSR1 -> Row E -> E3 | E3 | RU#25 | (shelf) SOL-MAC-041/SOL-MAC-042 |  | APC | NetShelter | AR8122BLK | APC980 |  |  |  | May 30 2014 4:55PM
San Jose | San Jose -> ETSR1 -> Row E -> E3 | E3 | RU#13 | (shelf) SOL-MAC-039/SOL-MAC-040 |  | APC | NetShelter | AR8122BLK | APC980 |  |  |  | May 30 2014 4:55PM
San Jose | San Jose -> ETSR1 -> Row E -> E3 -> (shelf) SOL-MAC-037/SOL-MAC-038 | (shelf) SOL-MAC-037/SOL-MAC-038 | InOutPlug#7 | SOL-MAC-038 |  | Apple Computer | Mac | MacPro | APPL165 | C07KX07KF4MH | 13001035 | DHCP VLAN 768 | May 30 2014 4:55PM
San Jose | San Jose -> ETSR1 -> Row E -> E3 -> (shelf) SOL-MAC-037/SOL-MAC-038 | (shelf) SOL-MAC-037/SOL-MAC-038 | InOutPlug#1 | SOL-MAC-037 |  | Apple Computer | Mac | MacPro | APPL165 | C07KX079F4MH | 13001035 | DHCP VLAN 768 | May 30 2014 4:55PM
San Jose | San Jose -> ETSR1 -> Row E -> E3 -> (shelf) SOL-MAC-039/SOL-MAC-040 | (shelf) SOL-MAC-039/SOL-MAC-040 | InOutPlug#7 | SOL-MAC-040 |  | Apple Computer | Mac | MacPro | APPL165 | C07KX08EF4MH | 13001035 | DHCP VLAN 954 | May 30 2014 4:55PM
San Jose | San Jose -> ETSR1 -> Row E -> E3 -> (shelf) SOL-MAC-039/SOL-MAC-040 | (shelf) SOL-MAC-039/SOL-MAC-040 | InOutPlug#1 | SOL-MAC-039 |  | Apple Computer | Mac | MacPro | APPL165 | C07KX07FF4MH | 13001035 | DHCP VLAN 954 | May 30 2014 4:55PM
San Jose | San Jose -> ETSR1 -> Row E -> E3 -> (shelf) SOL-MAC-041/SOL-MAC-042 | (shelf) SOL-MAC-041/SOL-MAC-042 | InOutPlug#7 | SOL-MAC-042 |  | Apple Computer | Mac | MacPro | APPL165 | C07KX07MF4MH | 13001035 | DHCP VLAN 750 | May 30 2014 4:55PM
San Jose | San Jose -> ETSR1 -> Row E -> E3 -> (shelf) SOL-MAC-041/SOL-MAC-042 | (shelf) SOL-MAC-041/SOL-MAC-042 | InOutPlug#1 | SOL-MAC-041 |  | Apple Computer | Mac | MacPro | APPL165 | C07KX08CF4MH | 13001035 | DHCP VLAN 750 | May 30 2014 4:55PM
San Jose | San Jose -> ETSR1 -> Row E -> E4 | E4 | RU#01 | (shelf) SOL-MAC-031/SOL-MAC-032 |  | APC | NetShelter | AR8122BLK | APC980 |  |  |  | May 30 2014 4:56PM
San Jose | San Jose -> ETSR1 -> Row E -> E4 | E4 | InOutPlug#2 | ETSR1E4PDUA | DATA CENTER OPERATIONS | Raritan Computer | Dominion PX | PX-5522 | RCI293 | QB62150018 |  | 10.5.65.49 | May 30 2014 4:56PM
San Jose | San Jose -> ETSR1 -> Row E -> E4 | E4 | InOutPlug#1 | ETSR1E4PDUB | DATA CENTER OPERATIONS | Raritan Computer | Dominion PX | PX-5522 | RCI293 | QB63250001 |  | 10.5.65.50 | May 30 2014 4:56PM
San Jose | San Jose -> ETSR1 -> Row E -> E4 | E4 | RU#44 | blanking panel |  | APC | NetShelter | AR8101BLK-1U | APC969 |  |  |  | Aug 26 2014 5:59PM
San Jose | San Jose -> ETSR1 -> Row E -> E4 | E4 | RU#40 | blanking panel |  | APC | NetShelter | AR8101BLK-4U | APC971 |  |  |  | Aug 26 2014 5:59PM
San Jose | San Jose -> ETSR1 -> Row E -> E4 | E4 | RU#39 | SNJSESR1-INTRATOR-E-SB | NETWORK SERVICES | Juniper Networks | EX Series | EX 4200-48T | JUNP617 | BP0212478969 | 13001037 | 10.5.65.25 | May 30 2014 4:56PM
San Jose | San Jose -> ETSR1 -> Row E -> E4 | E4 | RU#37 | blanking panel |  | APC | NetShelter | AR8101BLK-2U | APC970 |  |  |  | Aug 26 2014 5:59PM
San Jose | San Jose -> ETSR1 -> Row E -> E4 | E4 | RU#25 | (shelf) SOL-MAC-035/SOL-MAC-036 |  | APC | NetShelter | AR8122BLK | APC980 |  |  |  | May 30 2014 4:56PM
San Jose | San Jose -> ETSR1 -> Row E -> E4 | E4 | RU#13 | (shelf) SOL-MAC-033/SOL-MAC-034 |  | APC | NetShelter | AR8122BLK | APC980 |  |  |  | May 30 2014 4:56PM
San Jose | San Jose -> ETSR1 -> Row E -> E4 -> (shelf) SOL-MAC-031/SOL-MAC-032 | (shelf) SOL-MAC-031/SOL-MAC-032 | InOutPlug#7 | SOL-MAC-032 |  | Apple Computer | Mac | MacPro | APPL165 | C07KX07LF4MH | 13001035 | DHCP VLAN 764 | May 30 2014 4:56PM
San Jose | San Jose -> ETSR1 -> Row E -> E4 -> (shelf) SOL-MAC-031/SOL-MAC-032 | (shelf) SOL-MAC-031/SOL-MAC-032 | InOutPlug#1 | SOL-MAC-031 |  | Apple Computer | Mac | MacPro | APPL165 | C07KX08HF4MH | 13001035 | DHCP VLAN 764 | May 30 2014 4:56PM
San Jose | San Jose -> ETSR1 -> Row E -> E4 -> (shelf) SOL-MAC-033/SOL-MAC-034 | (shelf) SOL-MAC-033/SOL-MAC-034 | InOutPlug#7 | SOL-MAC-034 |  | Apple Computer | Mac | MacPro | APPL165 | C07KX07TF4MH | 13001035 | DHCP VLAN 764 | May 30 2014 4:56PM
San Jose | San Jose -> ETSR1 -> Row E -> E4 -> (shelf) SOL-MAC-033/SOL-MAC-034 | (shelf) SOL-MAC-033/SOL-MAC-034 | InOutPlug#1 | SOL-MAC-033 |  | Apple Computer | Mac | MacPro | APPL165 | C07KX07ZF4MH | 13001035 | DHCP VLAN 764 | May 30 2014 4:56PM
San Jose | San Jose -> ETSR1 -> Row E -> E4 -> (shelf) SOL-MAC-035/SOL-MAC-036 | (shelf) SOL-MAC-035/SOL-MAC-036 | InOutPlug#7 | SOL-MAC-036 |  | Apple Computer | Mac | MacPro | APPL165 | C07KX07RF4MH | 13001035 | DHCP VLAN 764 | May 30 2014 4:56PM
San Jose | San Jose -> ETSR1 -> Row E -> E4 -> (shelf) SOL-MAC-035/SOL-MAC-036 | (shelf) SOL-MAC-035/SOL-MAC-036 | InOutPlug#1 | SOL-MAC-035 |  | Apple Computer | Mac | MacPro | APPL165 | C07KX07DF4MH | 13001035 | DHCP VLAN 64 | May 30 2014 4:56PM
San Jose | San Jose -> ETSR1 -> Row E -> E5 | E5 | RU#01 | (shelf) SOL-MAC-025/SOL-MAC-026 |  | APC | NetShelter | AR8122BLK | APC980 |  |  |  | May 30 2014 4:56PM
San Jose | San Jose -> ETSR1 -> Row E -> E5 | E5 | InOutPlug#2 | ETSR1E5PDUA | DATA CENTER OPERATIONS | Raritan Computer | Dominion PX | PX-5522 | RCI293 | QB62150040 |  | 10.5.65.47 | May 30 2014 4:56PM
San Jose | San Jose -> ETSR1 -> Row E -> E5 | E5 | InOutPlug#1 | ETSR1E5PDUB | PDU | Raritan Computer | Dominion PX | PX-5522 | RCI293 | QB63250005 |  | 10.5.65.48 | May 30 2014 4:56PM
San Jose | San Jose -> ETSR1 -> Row E -> E5 | E5 | RU#43 | blanking panel |  | APC | NetShelter | AR8101BLK-2U | APC970 |  |  |  | Aug 26 2014 5:56PM
San Jose | San Jose -> ETSR1 -> Row E -> E5 | E5 | RU#39 | blanking panel |  | APC | NetShelter | AR8101BLK-4U | APC971 |  |  |  | Aug 26 2014 5:56PM
San Jose | San Jose -> ETSR1 -> Row E -> E5 | E5 | RU#38 | blanking panel |  | APC | NetShelter | AR8101BLK-1U | APC969 |  |  |  | Aug 26 2014 5:56PM
San Jose | San Jose -> ETSR1 -> Row E -> E5 | E5 | RU#37 | blanking panel |  | APC | NetShelter | AR8101BLK-1U | APC969 |  |  |  | May 30 2014 4:57PM
San Jose | San Jose -> ETSR1 -> Row E -> E5 | E5 | RU#25 | (shelf) SOL-MAC-028/SOL-MAC-030 |  | APC | NetShelter | AR8122BLK | APC980 |  |  |  | May 30 2014 4:56PM
San Jose | San Jose -> ETSR1 -> Row E -> E5 | E5 | RU#13 | (shelf) SOL-MAC-029/SOL-MAC-027 |  | APC | NetShelter | AR8122BLK | APC980 |  |  |  | May 30 2014 4:56PM
San Jose | San Jose -> ETSR1 -> Row E -> E5 -> (shelf) SOL-MAC-025/SOL-MAC-026 | (shelf) SOL-MAC-025/SOL-MAC-026 | InOutPlug#7 | SOL-MAC-026 |  | Apple Computer | Mac | MacPro | APPL165 | C07KX088F4MH | 13001035 | DHCP VLAN 762 | May 30 2014 4:56PM
San Jose | San Jose -> ETSR1 -> Row E -> E5 -> (shelf) SOL-MAC-025/SOL-MAC-026 | (shelf) SOL-MAC-025/SOL-MAC-026 | InOutPlug#1 | SOL-MAC-025 |  | Apple Computer | Mac | MacPro | APPL165 | C07KX078F4MH | 13001035 | DHCP VLAN 762 | May 30 2014 4:56PM
San Jose | San Jose -> ETSR1 -> Row E -> E5 -> (shelf) SOL-MAC-028/SOL-MAC-030 | (shelf) SOL-MAC-028/SOL-MAC-030 | InOutPlug#7 | SOL-MAC-030 |  | Apple Computer | Mac | MacPro | APPL165 | C07KX07UF4MH | 13001035 | DHCP VLAN 763 | May 30 2014 4:57PM
San Jose | San Jose -> ETSR1 -> Row E -> E5 -> (shelf) SOL-MAC-028/SOL-MAC-030 | (shelf) SOL-MAC-028/SOL-MAC-030 | InOutPlug#1 | SOL-MAC-028 |  | Apple Computer | Mac | MacPro | APPL165 | C07KX07WF4MH | 13001035 | DHCP VLAN 763 | May 30 2014 4:56PM
San Jose | San Jose -> ETSR1 -> Row E -> E5 -> (shelf) SOL-MAC-029/SOL-MAC-027 | (shelf) SOL-MAC-029/SOL-MAC-027 | InOutPlug#7 | SOL-MAC-027 |  | Apple Computer | Mac | MacPro | APPL165 | C07KX07NF4MH | 13001035 | DHCP VLAN 762 | May 30 2014 4:56PM
San Jose | San Jose -> ETSR1 -> Row E -> E5 -> (shelf) SOL-MAC-029/SOL-MAC-027 | (shelf) SOL-MAC-029/SOL-MAC-027 | InOutPlug#1 | SOL-MAC-029 |  | Apple Computer | Mac | MacPro | APPL165 | C07KX07EF4MH | 13001035 | DHCP VLAN 763 | May 30 2014 4:56PM
San Jose | San Jose -> ETSR1 -> Row F -> F1 | F1 | RU#09 | blanking panel |  | APC | NetShelter | AR8101BLK-8U | APC972 |  |  |  | May 30 2014 4:57PM
San Jose | San Jose -> ETSR1 -> Row F -> F1 | F1 | RU#01 | blanking panel |  | APC | NetShelter | AR8101BLK-8U | APC972 |  |  |  | May 30 2014 4:57PM
San Jose | San Jose -> ETSR1 -> Row F -> F1 | F1 | InOutPlug#2 | ETSR1F1PDUA | DATA CENTER OPERATIONS | Raritan Computer | Dominion PX | PX-5522 | RCI293 | QB63250015 |  | 10.5.65.65 | May 30 2014 4:57PM
San Jose | San Jose -> ETSR1 -> Row F -> F1 | F1 | InOutPlug#1 | ETSR1F1PDUB | PDU | Raritan Computer | Dominion PX | PX-5522 | RCI293 | QB62150027 |  | 10.5.65.66 | May 30 2014 4:57PM
San Jose | San Jose -> ETSR1 -> Row F -> F1 | F1 | RU#43 | blanking panel |  | APC | NetShelter | AR8101BLK-2U | APC970 |  |  |  | Aug 26 2014 6:44PM
San Jose | San Jose -> ETSR1 -> Row F -> F1 | F1 | RU#39 | blanking panel |  | APC | NetShelter | AR8101BLK-4U | APC971 |  |  |  | Aug 26 2014 6:44PM
San Jose | San Jose -> ETSR1 -> Row F -> F1 | F1 | RU#38 | blanking panel |  | APC | NetShelter | AR8101BLK-1U | APC969 |  |  |  | Aug 26 2014 6:43PM
San Jose | San Jose -> ETSR1 -> Row F -> F1 | F1 | RU#36 | SOL-WIN-031 | LAB SERVICES | Dell Computer | PowerEdge R-Series | PowerEdge R720xd-2.5 Drive | DELC962 | 4973K02 | 3133588 | 10.5.207.202, drac=10.5.65.194 | May 30 2014 4:59PM
San Jose | San Jose -> ETSR1 -> Row F -> F1 | F1 | RU#34 | SOL-WIN-032 | LAB SERVICES | Dell Computer | PowerEdge R-Series | PowerEdge R720xd-2.5 Drive | DELC962 | GJG0K02 | 3133858 | 10.5.207.203, drac=10.5.65.195 | May 30 2014 4:59PM
San Jose | San Jose -> ETSR1 -> Row F -> F1 | F1 | RU#32 | SOL-WIN-033 | LAB SERVICES | Dell Computer | PowerEdge R-Series | PowerEdge R720xd-2.5 Drive | DELC962 | GJFZJ02 | 3133859 | DHCP VLAN 188, drac=10.5.65.196 | May 30 2014 4:58PM
San Jose | San Jose -> ETSR1 -> Row F -> F1 | F1 | RU#30 | SOL-WIN-034 | LAB SERVICES | Dell Computer | PowerEdge R-Series | PowerEdge R720xd-2.5 Drive | DELC962 | 4963K02 | 3133589 | DHCP VLAN 188, drac=10.5.65.197 | May 30 2014 4:58PM
San Jose | San Jose -> ETSR1 -> Row F -> F1 | F1 | RU#28 | SOL-WIN-035 | LAB SERVICES | Dell Computer | PowerEdge R-Series | PowerEdge R720xd-2.5 Drive | DELC962 | 4970K02 | 3133590 | DHCP VLAN 188, drac=10.5.65.198 | May 30 2014 4:58PM
San Jose | San Jose -> ETSR1 -> Row F -> F1 | F1 | RU#27 | SOL-WIN-036 |  | Dell Computer | PowerEdge R-Series | PowerEdge R420 - 4 LFF with DVD | DELM329 | 6WLWP22 | 3138830 |  | Feb 3 2015 4:24PM
San Jose | San Jose -> ETSR1 -> Row F -> F1 | F1 | RU#26 | SOL-WIN-037 |  | Dell Computer | PowerEdge R-Series | PowerEdge R420 - 4 LFF with DVD | DELM329 | 6WKYP22 | 3138831 |  | Feb 3 2015 4:24PM
San Jose | San Jose -> ETSR1 -> Row F -> F1 | F1 | RU#24 | SOL-WIN-038 |  | Dell Computer | PowerEdge R-Series | PowerEdge R730 - 3.5 Inch Drive Bays | DELM603 | BX2MB42 | 100214092 |  | Apr 16 2015 7:49PM
San Jose | San Jose -> ETSR1 -> Row F -> F1 | F1 | RU#22 | SOL-WIN-039 |  | Dell Computer | PowerEdge R-Series | PowerEdge R730 - 3.5 Inch Drive Bays | DELM603 | BX2LB42 | 100214093 |  | Apr 16 2015 7:49PM
San Jose | San Jose -> ETSR1 -> Row F -> F1 | F1 | RU#20 | SOL-WIN-040 |  | Dell Computer | PowerEdge R-Series | PowerEdge R730 - 3.5 Inch Drive Bays | DELM603 | BX2NB42 | 100214094 |  | Apr 16 2015 7:49PM
San Jose | San Jose -> ETSR1 -> Row F -> F2 | F2 | InOutPlug#2 | ETSR1F2PDUA | DATA CENTER OPERATIONS | Raritan Computer | Dominion PX | PX-5522 | RCI293 | QB62150035 |  | 10.5.65.63 | May 30 2014 4:59PM
San Jose | San Jose -> ETSR1 -> Row F -> F2 | F2 | InOutPlug#1 | ETSR1F2PDUB | PDU | Raritan Computer | Dominion PX | PX-5522 | RCI293 | QB63250006 |  | 10.5.65.64 | May 30 2014 4:59PM
San Jose | San Jose -> ETSR1 -> Row F -> F2 | F2 | RU#43 | KVM-EAST2 |  | Raritan Computer | Dominion KX II | DKX2-464 | RCI170 | HKF7C00054 |  | 10.5.100.36 | May 30 2014 5:00PM
San Jose | San Jose -> ETSR1 -> Row F -> F2 | F2 | RU#42 | SNJSESR1-ADMSA-F | NETWORK SERVICES | Juniper Networks | EX Series | EX2200-48T-4G | JUNP900 | CU0212389176 | 3119688 | 10.5.65.16 | May 30 2014 5:00PM
San Jose | San Jose -> ETSR1 -> Row F -> F2 | F2 | RU#38 | (shelf) SOL-MAC-091/SOL-MAC-090 | LAB SERVICES | APC | NetShelter | AR8122BLK | APC980 |  | Both = 13001035 | Both = DHCP VLAN 76 | May 30 2014 4:59PM
San Jose | San Jose -> ETSR1 -> Row F -> F2 | F2 | RU#37 | (shelf) SOL-MAC-093/SOL-MAC-092 | LAB SERVICES | APC | NetShelter | AR8122BLK | APC980 |  | Both = 13001035 | Both = DHCP VLAN 76 | May 30 2014 4:59PM
San Jose | San Jose -> ETSR1 -> Row F -> F2 | F2 | RU#36 | (shelf) SOL-MAC-097/SOL-MAC-096 | LAB SERVICES | APC | NetShelter | AR8122BLK | APC980 |  | Both = 13001035 | Both = DHCP VLAN 76 | May 30 2014 4:59PM
San Jose | San Jose -> ETSR1 -> Row F -> F2 | F2 | RU#35 | (shelf) SOL-MAC-099/SOL-MAC-098 | LAB SERVICES | APC | NetShelter | AR8122BLK | APC980 |  | Both = 13001035 | Both = DHCP VLAN 76 | May 30 2014 4:59PM
San Jose | San Jose -> ETSR1 -> Row F -> F2 | F2 | RU#34 | (shelf) SOL-MAC-100 | LAB SERVICES | APC | NetShelter | AR8122BLK | APC980 |  | Both = 13001035 | Both = DHCP VLAN 76 | May 30 2014 5:00PM
San Jose | San Jose -> ETSR1 -> Row F -> F2 | F2 | RU#33 | (shelf) SOL-MAC-104/SOL-MAC-103 |  | APC | NetShelter | AR8122BLK | APC980 |  |  |  | Feb 3 2015 4:24PM
San Jose | San Jose -> ETSR1 -> Row F -> F2 | F2 | RU#31 | SJ1DRA443 | Hadoop | Dell Computer | PowerEdge R-Series | PowerEdge R730xd - 1.8 Inch Drive Bays | DELM605 | B8IFQD2 |  | 10.5.67.76 | Aug 31 2016 5:23PM
San Jose | San Jose -> ETSR1 -> Row F -> F2 | F2 | RU#29 | SJ1DRA444 | Hadoop | Dell Computer | PowerEdge R-Series | PowerEdge R730xd - 1.8 Inch Drive Bays | DELM605 | B818QD2 |  | 10.5.67.77 | Aug 31 2016 5:23PM
San Jose | San Jose -> ETSR1 -> Row F -> F2 | F2 | RU#27 | SJ1DRA445 | Hadoop | Dell Computer | PowerEdge R-Series | PowerEdge R730xd - 1.8 Inch Drive Bays | DELM605 | B816QD2 |  | 10.5.67.78 | Aug 31 2016 5:23PM
San Jose | San Jose -> ETSR1 -> Row F -> F2 | F2 | RU#25 | SJ1DRA446 | Hadoop | Dell Computer | PowerEdge R-Series | PowerEdge R730xd - 1.8 Inch Drive Bays | DELM605 | B825QD2 |  | 10.5.67.79 | Aug 31 2016 5:23PM
San Jose | San Jose -> ETSR1 -> Row F -> F2 | F2 | RU#23 | SJ1DRA447 | Hadoop | Dell Computer | PowerEdge R-Series | PowerEdge R730xd - 1.8 Inch Drive Bays | DELM605 | B814QD2 |  | 10.5.67.80 | Aug 31 2016 5:23PM
San Jose | San Jose -> ETSR1 -> Row F -> F2 | F2 | RU#21 | SJ1DRA448 | Hadoop | Dell Computer | PowerEdge R-Series | PowerEdge R730xd - 1.8 Inch Drive Bays | DELM605 | B817QD2 |  | 10.5.67.81 | Aug 31 2016 5:23PM
San Jose | San Jose -> ETSR1 -> Row F -> F2 | F2 | RU#19 | SJ1DRA449 | Hadoop | Dell Computer | PowerEdge R-Series | PowerEdge R730xd - 1.8 Inch Drive Bays | DELM605 | B81BQD2 |  | 10.5.67.82 | Aug 31 2016 5:23PM
San Jose | San Jose -> ETSR1 -> Row F -> F2 -> (shelf) SOL-MAC-091/SOL-MAC-090 | (shelf) SOL-MAC-091/SOL-MAC-090 | InOutPlug#7 | SOL-MAC-090 | LAB SERVICES | Apple Computer | Mac | MacMini with HDMI | APPL126 | C07KX068DY3J | 13001035 | DHCP VLAN 767 | May 30 2014 4:59PM
San Jose | San Jose -> ETSR1 -> Row F -> F2 -> (shelf) SOL-MAC-091/SOL-MAC-090 | (shelf) SOL-MAC-091/SOL-MAC-090 | InOutPlug#1 | SOL-MAC-091 | LAB SERVICES | Apple Computer | Mac | MacMini with HDMI | APPL126 | C07KX070DY3J | 13001035 | DHCP VLAN 767 | May 30 2014 4:59PM
San Jose | San Jose -> ETSR1 -> Row F -> F2 -> (shelf) SOL-MAC-093/SOL-MAC-092 | (shelf) SOL-MAC-093/SOL-MAC-092 | InOutPlug#7 | SOL-MAC-092 | LAB SERVICES | Apple Computer | Mac | MacMini with HDMI | APPL126 |  | 13001035 | DHCP VLAN 767 | May 30 2014 4:59PM
San Jose | San Jose -> ETSR1 -> Row F -> F2 -> (shelf) SOL-MAC-093/SOL-MAC-092 | (shelf) SOL-MAC-093/SOL-MAC-092 | InOutPlug#1 | SOL-MAC-093 | LAB SERVICES | Apple Computer | Mac | MacMini with HDMI | APPL126 |  | 13001035 | DHCP VLAN 767 | May 30 2014 4:59PM
San Jose | San Jose -> ETSR1 -> Row F -> F2 -> (shelf) SOL-MAC-097/SOL-MAC-096 | (shelf) SOL-MAC-097/SOL-MAC-096 | InOutPlug#7 | SOL-MAC-096 | LAB SERVICES | Apple Computer | Mac | MacMini with HDMI | APPL126 | C07MG0PSDY3J | 6054774 | DHCP, VLAN 188 | May 30 2014 4:59PM
San Jose | San Jose -> ETSR1 -> Row F -> F2 -> (shelf) SOL-MAC-097/SOL-MAC-096 | (shelf) SOL-MAC-097/SOL-MAC-096 | InOutPlug#1 | SOL-MAC-097 | LAB SERVICES | Apple Computer | Mac | MacMini with HDMI | APPL126 | C07MG0PEDY3J | 6054773 | DHCP, VLAN 188 | May 30 2014 4:59PM
San Jose | San Jose -> ETSR1 -> Row F -> F2 -> (shelf) SOL-MAC-099/SOL-MAC-098 | (shelf) SOL-MAC-099/SOL-MAC-098 | InOutPlug#7 | SOL-MAC-098 | LAB SERVICES | Apple Computer | Mac | MacMini with HDMI | APPL126 | C07MG0Q7DY3J | 6054777 | DHCP, VLAN 188 | May 30 2014 5:00PM
San Jose | San Jose -> ETSR1 -> Row F -> F2 -> (shelf) SOL-MAC-099/SOL-MAC-098 | (shelf) SOL-MAC-099/SOL-MAC-098 | InOutPlug#1 | SOL-MAC-099 | LAB SERVICES | Apple Computer | Mac | MacMini with HDMI | APPL126 | C07MG0Q0DY3J | 6054776 | DHCP VLAN 188 | May 30 2014 4:59PM
San Jose | San Jose -> ETSR1 -> Row F -> F2 -> (shelf) SOL-MAC-100 | (shelf) SOL-MAC-100 | InOutPlug#1 | SOL-MAC-100 | LAB SERVICES | Apple Computer | Mac | MacMini with HDMI | APPL126 | C07MG0HCDY3J | 6054775 | DHCP VLAN 188 | May 30 2014 5:00PM
San Jose | San Jose -> ETSR1 -> Row F -> F2 -> (shelf) SOL-MAC-104/SOL-MAC-103 | (shelf) SOL-MAC-104/SOL-MAC-103 | InOutPlug#7 | SOL-MAC-103 |  | Apple Computer | Mac | Mac Mini | APPL095 |  |  |  | Feb 3 2015 4:24PM
San Jose | San Jose -> ETSR1 -> Row F -> F2 -> (shelf) SOL-MAC-104/SOL-MAC-103 | (shelf) SOL-MAC-104/SOL-MAC-103 | InOutPlug#1 | SOL-MAC-104 |  | Apple Computer | Mac | Mac Mini | APPL095 |  |  |  | Feb 3 2015 4:24PM
San Jose | San Jose -> ETSR1 -> Row F -> F3 | F3 | RU#09 | blanking panel |  | APC | NetShelter | AR8101BLK-8U | APC972 |  |  |  | Jun 8 2016 4:46PM
San Jose | San Jose -> ETSR1 -> Row F -> F3 | F3 | RU#01 | blanking panel |  | APC | NetShelter | AR8101BLK-8U | APC972 |  |  |  | Jun 8 2016 4:46PM
San Jose | San Jose -> ETSR1 -> Row F -> F3 | F3 | InOutPlug#2 | ETSR1F3PDUA | DATA CENTER OPERATIONS | Raritan Computer | Dominion PX | PX-5522 | RCI293 | QB62150022 |  | 10.5.65.61 | May 30 2014 5:00PM
San Jose | San Jose -> ETSR1 -> Row F -> F3 | F3 | InOutPlug#1 | ETSR1F3PDUB | PDU | Raritan Computer | Dominion PX | PX-5522 | RCI293 | QB63250007 |  | 10.5.65.62 | May 30 2014 5:00PM
San Jose | San Jose -> ETSR1 -> Row F -> F3 | F3 | RU#44 | KVM-EAST3 | PDU | Raritan Computer | Dominion KX II | DKX2-432 | RCI152 |  |  | 10.5.100.24 | May 30 2014 5:03PM
San Jose | San Jose -> ETSR1 -> Row F -> F3 | F3 | RU#43 | SNJSESR1-INTRATOR-F-SA | NETWORK SERVICES | Juniper Networks | EX Series | EX 4200-48T | JUNP617 | BP0212394256 | 3119688 |  | May 30 2014 5:03PM
San Jose | San Jose -> ETSR1 -> Row F -> F3 | F3 | RU#39 | blanking panel |  | APC | NetShelter | AR8101BLK-4U | APC971 |  |  |  | Aug 26 2014 6:32PM
San Jose | San Jose -> ETSR1 -> Row F -> F3 | F3 | RU#38 | blanking panel |  | APC | NetShelter | AR8101BLK-1U | APC969 |  |  |  | Aug 26 2014 6:32PM
San Jose | San Jose -> ETSR1 -> Row F -> F3 | F3 | RU#37 | SOL-MAC-044 SOL-MAC-045 | LAB SERVICES | APC | NetShelter | AR8122BLK | APC980 | MAC-044=C07KX05NDY3J / MAC-045=C07KX06DDY3J | Both = 13001035 | Both = DHCP VLAN 761 | May 30 2014 5:03PM
San Jose | San Jose -> ETSR1 -> Row F -> F3 | F3 | RU#36 | SOL-MAC-046 SOL-MAC-047 | LAB SERVICES | APC | NetShelter | AR8122BLK | APC980 |  | Both = 13001035 | Both = DHCP VLAN 761 | May 30 2014 5:02PM
San Jose | San Jose -> ETSR1 -> Row F -> F3 | F3 | RU#35 | SOL-MAC-048 SOL-MAC-049 | LAB SERVICES | APC | NetShelter | AR8122BLK | APC980 |  | Both = 13001035 | Both = DHCP VLAN 76 | May 30 2014 5:02PM
San Jose | San Jose -> ETSR1 -> Row F -> F3 | F3 | RU#34 | SOL-MAC-050 SOL-MAC-051 | LAB SERVICES | APC | NetShelter | AR8122BLK | APC980 |  | Both = 13001035 | Both = DHCP VLAN 76 | May 30 2014 5:02PM
San Jose | San Jose -> ETSR1 -> Row F -> F3 | F3 | RU#33 | SOL-MAC-052 SOL-MAC-053 | LAB SERVICES | APC | NetShelter | AR8122BLK | APC980 |  | Both = 13001035 | Both = DHCP VLAN 76 | May 30 2014 5:02PM
San Jose | San Jose -> ETSR1 -> Row F -> F3 | F3 | RU#32 | SOL-MAC-054 SOL-MAC-055 | LAB SERVICES | APC | NetShelter | AR8122BLK | APC980 |  | Both = 13001035 | Both = DHCP VLAN 76 | May 30 2014 5:02PM
San Jose | San Jose -> ETSR1 -> Row F -> F3 | F3 | RU#31 | SOL-MAC-056 SOL-MAC-057 | LAB SERVICES | APC | NetShelter | AR8122BLK | APC980 |  | Both = 13001035 | Both = DHCP VLAN 76 | May 30 2014 5:02PM
San Jose | San Jose -> ETSR1 -> Row F -> F3 | F3 | RU#30 | SOL-MAC-058 SOL-MAC-059 | LAB SERVICES | APC | NetShelter | AR8122BLK | APC980 |  | Both = 13001035 | Both = DHCP VLAN 76 | May 30 2014 5:02PM
San Jose | San Jose -> ETSR1 -> Row F -> F3 | F3 | RU#29 | SOL-MAC-060 SOL-MAC-061 | LAB SERVICES | APC | NetShelter | AR8122BLK | APC980 |  | Both = 13001035 | Both = DHCP VLAN 76 | May 30 2014 5:02PM
San Jose | San Jose -> ETSR1 -> Row F -> F3 | F3 | RU#27 | SOL-MAC-084 SOL-MAC-085 | LAB SERVICES | APC | NetShelter | AR8122BLK | APC980 |  | Both = 13001035 | Both = DHCP VLAN 76 | May 30 2014 5:00PM
San Jose | San Jose -> ETSR1 -> Row F -> F3 | F3 | RU#25 | blanking panel |  | APC | NetShelter | AR8101BLK-2U | APC970 |  |  |  | Jun 8 2016 4:46PM
San Jose | San Jose -> ETSR1 -> Row F -> F3 | F3 | RU#17 | blanking panel |  | APC | NetShelter | AR8101BLK-8U | APC972 |  |  |  | Jun 8 2016 4:46PM
San Jose | San Jose -> ETSR1 -> Row F -> F3 -> SOL-MAC-044 SOL-MAC-045 | SOL-MAC-044 SOL-MAC-045 | InOutPlug#7 | SOL-MAC-045 | LAB SERVICES | Apple Computer | Mac | MacMini with HDMI | APPL126 | C07KX06DDY3J | 13001035 | DHCP VLAN 761 | May 30 2014 5:03PM
San Jose | San Jose -> ETSR1 -> Row F -> F3 -> SOL-MAC-044 SOL-MAC-045 | SOL-MAC-044 SOL-MAC-045 | InOutPlug#1 | SOL-MAC-044 | LAB SERVICES | Apple Computer | Mac | MacMini with HDMI | APPL126 | C07KX05NDY3J | 13001035 | DHCP VLAN 761 | May 30 2014 5:03PM
San Jose | San Jose -> ETSR1 -> Row F -> F3 -> SOL-MAC-046 SOL-MAC-047 | SOL-MAC-046 SOL-MAC-047 | InOutPlug#7 | SOL-MAC-046 | LAB SERVICES | Apple Computer | Mac | MacMini with HDMI | APPL126 | C07KX05MDY3J | 13001035 | DHCP VLAN 761 | May 30 2014 5:03PM
San Jose | San Jose -> ETSR1 -> Row F -> F3 -> SOL-MAC-046 SOL-MAC-047 | SOL-MAC-046 SOL-MAC-047 | InOutPlug#1 | SOL-MAC-048 | LAB SERVICES | Apple Computer | Mac | MacMini with HDMI | APPL126 | C07KW0DMDY3J | 13001035 | DHCP VLAN 761 | May 30 2014 5:03PM
San Jose | San Jose -> ETSR1 -> Row F -> F3 -> SOL-MAC-048 SOL-MAC-049 | SOL-MAC-048 SOL-MAC-049 | InOutPlug#7 | SOL-MAC-050 | LAB SERVICES | Apple Computer | Mac | MacMini with HDMI | APPL126 | C07KX05EDY3J | 13001035 | DHCP VLAN 760 | May 30 2014 5:02PM
San Jose | San Jose -> ETSR1 -> Row F -> F3 -> SOL-MAC-048 SOL-MAC-049 | SOL-MAC-048 SOL-MAC-049 | InOutPlug#1 | SOL-MAC-052 | LAB SERVICES | Apple Computer | Mac | MacMini with HDMI | APPL126 | C07KX067DY3J | 13001035 | DHCP VLAN 760 | May 30 2014 5:02PM
San Jose | San Jose -> ETSR1 -> Row F -> F3 -> SOL-MAC-050 SOL-MAC-051 | SOL-MAC-050 SOL-MAC-051 | InOutPlug#7 | SOL-MAC-054 | LAB SERVICES | Apple Computer | Mac | MacMini with HDMI | APPL126 | C07KX06BDY3J | 13001035 | DHCP VLAN 760 | May 30 2014 5:02PM
San Jose | San Jose -> ETSR1 -> Row F -> F3 -> SOL-MAC-050 SOL-MAC-051 | SOL-MAC-050 SOL-MAC-051 | InOutPlug#1 | SOL-MAC-056 | LAB SERVICES | Apple Computer | Mac | MacMini with HDMI | APPL126 | C07KX05VDY3J | 13001035 | DHCP VLAN 764 | May 30 2014 5:02PM
San Jose | San Jose -> ETSR1 -> Row F -> F3 -> SOL-MAC-052 SOL-MAC-053 | SOL-MAC-052 SOL-MAC-053 | InOutPlug#7 | SOL-MAC-058 | LAB SERVICES | Apple Computer | Mac | MacMini with HDMI | APPL126 | C07KX05CDY3J | 13001035 | DHCP VLAN 764 | May 30 2014 5:02PM
San Jose | San Jose -> ETSR1 -> Row F -> F3 -> SOL-MAC-052 SOL-MAC-053 | SOL-MAC-052 SOL-MAC-053 | InOutPlug#1 | SOL-MAC-060 | LAB SERVICES | Apple Computer | Mac | MacMini with HDMI | APPL126 | C07KX066DY3J | 13001035 | DHCP VLAN 764 | May 30 2014 5:02PM
San Jose | San Jose -> ETSR1 -> Row F -> F3 -> SOL-MAC-054 SOL-MAC-055 | SOL-MAC-054 SOL-MAC-055 | InOutPlug#7 | SOL-MAC-062 | LAB SERVICES | Apple Computer | Mac | MacMini with HDMI | APPL126 | C07KW0DLDY3J | 13001035 | DHCP VLAN 767 | May 30 2014 5:02PM
San Jose | San Jose -> ETSR1 -> Row F -> F3 -> SOL-MAC-054 SOL-MAC-055 | SOL-MAC-054 SOL-MAC-055 | InOutPlug#1 | SOL-MAC-064 | LAB SERVICES | Apple Computer | Mac | MacMini with HDMI | APPL126 | C07KX06GDY3J | 13001035 | DHCP VLAN 767 | May 30 2014 5:02PM
San Jose | San Jose -> ETSR1 -> Row F -> F3 -> SOL-MAC-056 SOL-MAC-057 | SOL-MAC-056 SOL-MAC-057 | InOutPlug#7 | SOL-MAC-066 | LAB SERVICES | Apple Computer | Mac | MacMini with HDMI | APPL126 | C07KW0DKDY3J | 13001035 | DHCP VLAN 767 | May 30 2014 5:02PM
San Jose | San Jose -> ETSR1 -> Row F -> F3 -> SOL-MAC-056 SOL-MAC-057 | SOL-MAC-056 SOL-MAC-057 | InOutPlug#1 | SOL-MAC-068 | LAB SERVICES | Apple Computer | Mac | MacMini with HDMI | APPL126 | C07KX064DY3J | 13001035 | DHCP VLAN 767 | May 30 2014 5:02PM
San Jose | San Jose -> ETSR1 -> Row F -> F3 -> SOL-MAC-058 SOL-MAC-059 | SOL-MAC-058 SOL-MAC-059 | InOutPlug#7 | SOL-MAC-070 | LAB SERVICES | Apple Computer | Mac | MacMini with HDMI | APPL126 | C07KX05GDY3J | 13001035 | DHCP VLAN 767 | May 30 2014 5:02PM
San Jose | San Jose -> ETSR1 -> Row F -> F3 -> SOL-MAC-058 SOL-MAC-059 | SOL-MAC-058 SOL-MAC-059 | InOutPlug#1 | SOL-MAC-072 | LAB SERVICES | Apple Computer | Mac | MacMini with HDMI | APPL126 | C07KX096DY3J | 13001035 | DHCP VLAN 767 | May 30 2014 5:02PM
San Jose | San Jose -> ETSR1 -> Row F -> F3 -> SOL-MAC-060 SOL-MAC-061 | SOL-MAC-060 SOL-MAC-061 | InOutPlug#7 | SOL-MAC-074 | LAB SERVICES | Apple Computer | Mac | MacMini with HDMI | APPL126 | C07KX05LDY3J | 13001035 | DHCP VLAN 767 | May 30 2014 5:02PM
San Jose | San Jose -> ETSR1 -> Row F -> F3 -> SOL-MAC-060 SOL-MAC-061 | SOL-MAC-060 SOL-MAC-061 | InOutPlug#1 | SOL-MAC-076 | LAB SERVICES | Apple Computer | Mac | MacMini with HDMI | APPL126 | C07KW0DEDY3J | 13001035 | DHCP VLAN 767 | May 30 2014 5:02PM
San Jose | San Jose -> ETSR1 -> Row F -> F3 -> SOL-MAC-084 SOL-MAC-085 | SOL-MAC-084 SOL-MAC-085 | InOutPlug#7 | SOL-MAC-079 | LAB SERVICES | Apple Computer | Mac | MacMini with HDMI | APPL126 | C07KX062DY3J | 13001035 | DHCP VLAN 767 | May 30 2014 5:00PM
San Jose | San Jose -> ETSR1 -> Row F -> F3 -> SOL-MAC-084 SOL-MAC-085 | SOL-MAC-084 SOL-MAC-085 | InOutPlug#1 | SOL-MAC-081 | LAB SERVICES | Apple Computer | Mac | MacMini with HDMI | APPL126 | C07KX06CDY3J | 13001035 | DHCP VLAN 767 | May 30 2014 5:00PM
San Jose | San Jose -> ETSR1 -> Row F -> F4 | F4 | RU#08 | SOL-WIN-029 | LAB SERVICES | Dell Computer | PowerEdge R-Series | PowerEdge R720xd-2.5 Drive | DELC962 | D3FV9Y1 | 13001034 | DHCP VLAN 761 | May 30 2014 5:04PM
San Jose | San Jose -> ETSR1 -> Row F -> F4 | F4 | RU#06 | SOL-WIN-030 | LAB SERVICES | Dell Computer | PowerEdge R-Series | PowerEdge R720xd-2.5 Drive | DELC962 | GCPLCY1 | 13001034 | DHCP VLAN 761 | May 30 2014 5:03PM
San Jose | San Jose -> ETSR1 -> Row F -> F4 | F4 | RU#05 | blanking panel |  | APC | NetShelter | AR8108BLK | APC978 |  |  |  | May 30 2014 5:03PM
San Jose | San Jose -> ETSR1 -> Row F -> F4 | F4 | RU#01 | blanking panel |  | APC | NetShelter | AR8134BLK | APC987 |  |  |  | May 30 2014 5:03PM
San Jose | San Jose -> ETSR1 -> Row F -> F4 | F4 | InOutPlug#2 | ETSR1F4PDUA | DATA CENTER OPERATIONS | Raritan Computer | Dominion PX | PX-5522 | RCI293 | QB63250016 |  | 10.5.65.59 | May 30 2014 5:03PM
San Jose | San Jose -> ETSR1 -> Row F -> F4 | F4 | InOutPlug#1 | ETSR1F4PDUB | DATA CENTER OPERATIONS | Raritan Computer | Dominion PX | PX-5522 | RCI293 | QB62150030 |  | 10.5.65.60 | May 30 2014 5:03PM
San Jose | San Jose -> ETSR1 -> Row F -> F4 | F4 | RU#44 | SJET6SR1-LABADMSC | NETWORK SERVICES | Juniper Networks | EX Series | EX2200-48T-4G | JUNP900 | CU0213530107 |  |  | May 30 2014 5:07PM
San Jose | San Jose -> ETSR1 -> Row F -> F4 | F4 | RU#43 | SNJSESR1-INTRATOR-F-SB | NETWORK SERVICES | Juniper Networks | EX Series | EX 4200-48T | JUNP617 | BP0212394284 | 3119688 |  | May 30 2014 5:07PM
San Jose | San Jose -> ETSR1 -> Row F -> F4 | F4 | RU#39 | blanking panel |  | APC | NetShelter | AR8101BLK-4U | APC971 |  |  |  | Aug 26 2014 6:26PM
San Jose | San Jose -> ETSR1 -> Row F -> F4 | F4 | RU#36 | blanking panel |  | APC | NetShelter | AR8101BLK-3U | APCC280 |  |  |  | Aug 26 2014 6:26PM
San Jose | San Jose -> ETSR1 -> Row F -> F4 | F4 | RU#34 | SOL-WIN-017 | LAB SERVICES | Dell Computer | PowerEdge R-Series | PowerEdge R720xd-2.5 Drive | DELC962 | C9SXHX1 | 13001034 | DHCP VLAN 763 | May 30 2014 5:07PM
San Jose | San Jose -> ETSR1 -> Row F -> F4 | F4 | RU#32 | SOL-WIN-018 | LAB SERVICES | Dell Computer | PowerEdge R-Series | PowerEdge R720xd-2.5 Drive | DELC962 | C9YWHX1 | 13001034 | DHCP VLAN 763 | May 30 2014 5:07PM
San Jose | San Jose -> ETSR1 -> Row F -> F4 | F4 | RU#30 | SOL-WIN-019 | LAB SERVICES | Dell Computer | PowerEdge R-Series | PowerEdge R720xd-2.5 Drive | DELC962 | C9WXHX1 | 13001034 | DHCP VLAN 763 | May 30 2014 5:06PM
San Jose | San Jose -> ETSR1 -> Row F -> F4 | F4 | RU#28 | SOL-WIN-020 | LAB SERVICES | Dell Computer | PowerEdge R-Series | PowerEdge R720xd-2.5 Drive | DELC962 | C9YVHX1 | 13001034 | DHCP VLAN 764 | May 30 2014 5:06PM
San Jose | San Jose -> ETSR1 -> Row F -> F4 | F4 | RU#26 | SOL-WIN-021 | LAB SERVICES | Dell Computer | PowerEdge R-Series | PowerEdge R720xd-2.5 Drive | DELC962 | C9ZWHX1 | 13001034 | DHCP VLAN 764 | May 30 2014 5:06PM
San Jose | San Jose -> ETSR1 -> Row F -> F4 | F4 | RU#24 | SOL-WIN-022 | LAB SERVICES | Dell Computer | PowerEdge R-Series | PowerEdge R720xd-2.5 Drive | DELC962 | C9WVHX1 | 13001034 | DHCP VLAN 764 | May 30 2014 5:05PM
San Jose | San Jose -> ETSR1 -> Row F -> F4 | F4 | RU#22 | SOL-WIN-023 | LAB SERVICES | Dell Computer | PowerEdge R-Series | PowerEdge R720xd-2.5 Drive | DELC962 | CBOWHX1 | 13001034 | DHCP VLAN 764 | May 30 2014 5:05PM
San Jose | San Jose -> ETSR1 -> Row F -> F4 | F4 | RU#20 | SOL-WIN-024 | LAB SERVICES | Dell Computer | PowerEdge R-Series | PowerEdge R720xd-2.5 Drive | DELC962 | C9WWHX1 | 13001034 | DHCP VLAN 764 | May 30 2014 5:05PM
San Jose | San Jose -> ETSR1 -> Row F -> F4 | F4 | RU#18 | blanking panel |  | APC | NetShelter | AR8109BLK | APC979 |  |  |  | May 30 2014 5:05PM
San Jose | San Jose -> ETSR1 -> Row F -> F4 | F4 | RU#16 | SOL-WIN-025 | LAB SERVICES | Dell Computer | PowerEdge R-Series | PowerEdge R720xd-2.5 Drive | DELC962 | C9VVHX1 | 13001034 | DHCP VLAN 764 | May 30 2014 5:05PM
San Jose | San Jose -> ETSR1 -> Row F -> F4 | F4 | RU#14 | SOL-WIN-026 | LAB SERVICES | Dell Computer | PowerEdge R-Series | PowerEdge R720xd-2.5 Drive | DELC962 | HSC48Y1 | 13001034 | DHCP VLAN 764 | May 30 2014 5:04PM
San Jose | San Jose -> ETSR1 -> Row F -> F4 | F4 | RU#12 | SOL-WIN-027 | LAB SERVICES | Dell Computer | PowerEdge R-Series | PowerEdge R720xd-2.5 Drive | DELC962 | HSC38Y1 | 13001034 | DHCP VLAN 768 | May 30 2014 5:04PM
San Jose | San Jose -> ETSR1 -> Row F -> F4 | F4 | RU#10 | SOL-WIN-028 | LAB SERVICES | Dell Computer | PowerEdge R-Series | PowerEdge R720xd-2.5 Drive | DELC962 | HSC77Y1 | 13001034 | DHCP VLAN 768 | May 30 2014 5:04PM
San Jose | San Jose -> ETSR1 -> Row F -> F5 | F5 | RU#08 | SOL-WIN-014 | LAB SERVICES | Dell Computer | PowerEdge R-Series | PowerEdge R720xd-2.5 Drive | DELC962 | C9YXHX1 | 13001034 | DHCP VLAN 762 | May 30 2014 5:08PM
San Jose | San Jose -> ETSR1 -> Row F -> F5 | F5 | RU#06 | SOL-WIN-015 | LAB SERVICES | Dell Computer | PowerEdge R-Series | PowerEdge R720xd-2.5 Drive | DELC962 | C9TWHX1 | 13001034 | DHCP VLAN 762 | May 30 2014 5:08PM
San Jose | San Jose -> ETSR1 -> Row F -> F5 | F5 | RU#04 | blanking panel |  | APC | NetShelter | AR8109BLK | APC979 |  |  |  | May 30 2014 5:08PM
San Jose | San Jose -> ETSR1 -> Row F -> F5 | F5 | RU#02 | blanking panel |  | APC | NetShelter | AR8109BLK | APC979 |  |  |  | May 30 2014 5:08PM
San Jose | San Jose -> ETSR1 -> Row F -> F5 | F5 | RU#01 | blanking panel |  | APC | NetShelter | AR8108BLK | APC978 |  |  |  | May 30 2014 5:07PM
San Jose | San Jose -> ETSR1 -> Row F -> F5 | F5 | InOutPlug#2 | ETSR1F5PDUA | DATA CENTER OPERATIONS | Raritan Computer | Dominion PX | PX-5522 | RCI293 | QB63250010 |  | 10.5.65.57 | May 30 2014 5:07PM
San Jose | San Jose -> ETSR1 -> Row F -> F5 | F5 | InOutPlug#1 | ETSR1F5PDUB | DATA CENTER OPERATIONS | Raritan Computer | Dominion PX | PX-5522 | RCI293 | QB62150069 |  | 10.5.65.58 | May 30 2014 5:07PM
San Jose | San Jose -> ETSR1 -> Row F -> F5 | F5 | RU#44 | blanking panel |  | APC | NetShelter | AR8101BLK-1U | APC969 |  |  |  | Aug 26 2014 6:20PM
San Jose | San Jose -> ETSR1 -> Row F -> F5 | F5 | RU#40 | blanking panel |  | APC | NetShelter | AR8101BLK-4U | APC971 |  |  |  | Aug 26 2014 6:20PM
San Jose | San Jose -> ETSR1 -> Row F -> F5 | F5 | RU#38 | SOL-WIN-016 | LAB SERVICES | Dell Computer | PowerEdge R-Series | PowerEdge R720xd-2.5 Drive | DELC962 | C9TVHX1 | 13001034 | DHCP VLAN 763 | May 30 2014 5:07PM
San Jose | San Jose -> ETSR1 -> Row F -> F5 | F5 | RU#36 | SOL-WIN-001 | LAB SERVICES | Dell Computer | PowerEdge R-Series | PowerEdge R720xd-2.5 Drive | DELC962 | C9XVHX1 | 13001034 | DHCP VLAN 750 | May 30 2014 5:12PM
San Jose | San Jose -> ETSR1 -> Row F -> F5 | F5 | RU#34 | SOL-WIN-002 | LAB SERVICES | Dell Computer | PowerEdge R-Series | PowerEdge R720xd-2.5 Drive | DELC962 | CB0XHX1 | 13001034 | DHCP VLAN 756 | May 30 2014 5:11PM
San Jose | San Jose -> ETSR1 -> Row F -> F5 | F5 | RU#32 | SOL-WIN-003 | LAB SERVICES | Dell Computer | PowerEdge R-Series | PowerEdge R720xd-2.5 Drive | DELC962 | C9VXHX1 | 13001034 | DHCP VLAN 756 | May 30 2014 5:11PM
San Jose | San Jose -> ETSR1 -> Row F -> F5 | F5 | RU#30 | SOL-WIN-004 | LAB SERVICES | Dell Computer | PowerEdge R-Series | PowerEdge R720xd-2.5 Drive | DELC962 | C9ZXHX1 | 13001034 | DHCP VLAN 756 | May 30 2014 5:11PM
San Jose | San Jose -> ETSR1 -> Row F -> F5 | F5 | RU#28 | SOL-WIN-005 | LAB SERVICES | Dell Computer | PowerEdge R-Series | PowerEdge R720xd-2.5 Drive | DELC962 | C9VWHX1 | 13001034 | DHCP VLAN 755 | May 30 2014 5:11PM
San Jose | San Jose -> ETSR1 -> Row F -> F5 | F5 | RU#26 | SOL-WIN-006 | LAB SERVICES | Dell Computer | PowerEdge R-Series | PowerEdge R720xd-2.5 Drive | DELC962 | C9SVHX1 | 13001034 | DHCP VLAN 755 | May 30 2014 5:10PM
San Jose | San Jose -> ETSR1 -> Row F -> F5 | F5 | RU#24 | SOL-WIN-007 | LAB SERVICES | Dell Computer | PowerEdge R-Series | PowerEdge R720xd-2.5 Drive | DELC962 | C9RWHX1 | 13001034 | DHCP VLAN 755 | May 30 2014 5:10PM
San Jose | San Jose -> ETSR1 -> Row F -> F5 | F5 | RU#22 | SOL-WIN-008 | LAB SERVICES | Dell Computer | PowerEdge R-Series | PowerEdge R720xd-2.5 Drive | DELC962 | C9SWHX1 | 13001034 | DHCP VLAN 754 | May 30 2014 5:10PM
San Jose | San Jose -> ETSR1 -> Row F -> F5 | F5 | RU#20 | SOL-WIN-009 | LAB SERVICES | Dell Computer | PowerEdge R-Series | PowerEdge R720xd-2.5 Drive | DELC962 | C9RXHX1 | 13001034 | DHCP VLAN 75 | May 30 2014 5:10PM
San Jose | San Jose -> ETSR1 -> Row F -> F5 | F5 | RU#18 | blanking panel |  | APC | NetShelter | AR8109BLK | APC979 |  |  |  | May 30 2014 5:09PM
San Jose | San Jose -> ETSR1 -> Row F -> F5 | F5 | RU#16 | SOL-WIN-010 | LAB SERVICES | Dell Computer | PowerEdge R-Series | PowerEdge R720xd-2.5 Drive | DELC962 | C9TXHX1 | 13001034 | DHCP VLAN 754 | May 30 2014 5:09PM
San Jose | San Jose -> ETSR1 -> Row F -> F5 | F5 | RU#14 | SOL-WIN-011 | LAB SERVICES | Dell Computer | PowerEdge R-Series | PowerEdge R720xd-2.5 Drive | DELC962 | C9XWHX1 | 13001034 | DHCP VLAN 754 | May 30 2014 5:09PM
San Jose | San Jose -> ETSR1 -> Row F -> F5 | F5 | RU#12 | SOL-WIN-012 | LAB SERVICES | Dell Computer | PowerEdge R-Series | PowerEdge R720xd-2.5 Drive | DELC962 | C9ZVHX1 | 13001034 | DHCP VLAN 762 | May 30 2014 5:09PM
San Jose | San Jose -> ETSR1 -> Row F -> F5 | F5 | RU#10 | SOL-WIN-013 | LAB SERVICES | Dell Computer | PowerEdge R-Series | PowerEdge R720xd-2.5 Drive | DELC962 | C9XXHX1 | 13001034 | DHCP VLAN 762 | May 30 2014 5:08PM
San Jose | San Jose -> ETSR1 -> Row G -> G1 - HADOOP | G1 - HADOOP | RU#01 | blanking panel |  | APC | NetShelter | AR8101BLK-8U | APC972 |  |  |  | Nov 25 2014 6:50PM
San Jose | San Jose -> ETSR1 -> Row G -> G1 - HADOOP | G1 - HADOOP | InOutPlug#2 | ETSR1G1PDUB | DATA CENTER OPERATIONS | Raritan Computer | Dominion PX | PX-5522 | RCI293 | QB64450102 |  | 10.5.66.87 | Jan 6 2015 3:29PM
San Jose | San Jose -> ETSR1 -> Row G -> G1 - HADOOP | G1 - HADOOP | InOutPlug#1 | ETSR1G1PDUA | DATA CENTER OPERATIONS | Raritan Computer | Dominion PX | PX-5522 | RCI293 | QB64450134 |  | 10.5.66.86 | Jan 6 2015 3:29PM
San Jose | San Jose -> ETSR1 -> Row G -> G1 - HADOOP | G1 - HADOOP | RU#37 | SJ1DRA112 | Hadoop | Dell Computer | PowerEdge R-Series | PowerEdge R730 - 3.5 Inch Drive Bays | DELM603 | 5QDBR52 | 100214245 | DRAC 10.5.66.146 | Jun 26 2015 11:34AM
San Jose | San Jose -> ETSR1 -> Row G -> G1 - HADOOP | G1 - HADOOP | RU#35 | SJ1DRA113 | Hadoop | Dell Computer | PowerEdge R-Series | PowerEdge R730 - 3.5 Inch Drive Bays | DELM603 | 5QFDR52 | 100214248 | DRAC 10.5.66.147 | Jun 26 2015 11:34AM
San Jose | San Jose -> ETSR1 -> Row G -> G1 - HADOOP | G1 - HADOOP | RU#33 | SJ1DRA114 | Hadoop | Dell Computer | PowerEdge R-Series | PowerEdge R730 - 3.5 Inch Drive Bays | DELM603 | 5QDCR52 | 100214247 | DRAC 10.5.66.148 | Jun 26 2015 11:34AM
San Jose | San Jose -> ETSR1 -> Row G -> G1 - HADOOP | G1 - HADOOP | RU#31 | SJ1DRA115 | Hadoop | Dell Computer | PowerEdge R-Series | PowerEdge R730 - 3.5 Inch Drive Bays | DELM603 | 6B9BR52 | 100214242 | DRAC 10.5.66.149 | Jun 26 2015 11:34AM
San Jose | San Jose -> ETSR1 -> Row G -> G1 - HADOOP | G1 - HADOOP | RU#29 | SJ1DRA116 | Hadoop | Dell Computer | PowerEdge R-Series | PowerEdge R730 - 3.5 Inch Drive Bays | DELM603 | 5QFCR52 | 100214246 | DRAC 10.5.66.150 | Jun 26 2015 11:34AM
San Jose | San Jose -> ETSR1 -> Row G -> G1 - HADOOP | G1 - HADOOP | RU#27 | SJ1DRA117 | Hadoop | Dell Computer | PowerEdge R-Series | PowerEdge R730 - 3.5 Inch Drive Bays | DELM603 | 5QCBR52 | 100214240 | DRAC 10.5.66.151 | Jun 26 2015 11:34AM
San Jose | San Jose -> ETSR1 -> Row G -> G1 - HADOOP | G1 - HADOOP | RU#25 | SJ1DRA118 | Hadoop | Dell Computer | PowerEdge R-Series | PowerEdge R730 - 3.5 Inch Drive Bays | DELM603 | 5QCDR52 | 100214243 | DRAC - 10.5.66.152 | Jun 26 2015 11:34AM
San Jose | San Jose -> ETSR1 -> Row G -> G1 - HADOOP | G1 - HADOOP | RU#23 | SJ1DRA119 | Hadoop | Dell Computer | PowerEdge R-Series | PowerEdge R730 - 3.5 Inch Drive Bays | DELM603 | 5QDDR52 | 100214244 | DRAC 10.5.66.153 | Jun 26 2015 11:34AM
San Jose | San Jose -> ETSR1 -> Row G -> G1 - HADOOP | G1 - HADOOP | RU#21 | SJ1DRA120 | Hadoop | Dell Computer | PowerEdge R-Series | PowerEdge R730 - 3.5 Inch Drive Bays | DELM603 | 5QFBR52 | 100214239 | DRAC 10.5.66.154 | Jun 26 2015 11:34AM
San Jose | San Jose -> ETSR1 -> Row G -> G1 - HADOOP | G1 - HADOOP | RU#19 | cable manager |  | Panduit | Open-Access | CMPH2 | PAND418 |  |  |  | Aug 6 2015 2:00PM
San Jose | San Jose -> ETSR1 -> Row G -> G1 - HADOOP | G1 - HADOOP | RU#17 | SJ1DRA121 | Hadoop | Dell Computer | PowerEdge R-Series | PowerEdge R730 - 3.5 Inch Drive Bays | DELM603 | 5QCCR52 | 100214241 | DRAC 10.5.66.155 | Jun 26 2015 11:34AM
San Jose | San Jose -> ETSR1 -> Row G -> G1 - HADOOP | G1 - HADOOP | RU#15 | SJ1DRA400 | Hadoop | Dell Computer | PowerEdge R-Series | PowerEdge R730xd - 3.5 Inch Drive Bays | DELM607 | 4HBLV52 | 100214407 | DRAC - 10.5.66.213 | Aug 28 2015 3:22PM
San Jose | San Jose -> ETSR1 -> Row G -> G2 - HADOOP | G2 - HADOOP | InOutPlug#2 | ETSR1G2PDUB | DATA CENTER OPERATIONS | Raritan Computer | Dominion PX | PX-5522 | RCI293 | QB64450106 |  | 10.5.66.89 | Jan 6 2015 3:29PM
San Jose | San Jose -> ETSR1 -> Row G -> G2 - HADOOP | G2 - HADOOP | InOutPlug#1 | ETSR1G2PDUA | DATA CENTER OPERATIONS | Raritan Computer | Dominion PX | PX-5522 | RCI293 | QB64450071 |  | 10.5.66.88 | Jan 6 2015 3:29PM
San Jose | San Jose -> ETSR1 -> Row G -> G2 - HADOOP | G2 - HADOOP | RU#44 | SNJSET-6SR1INTP1HADG2TS01 | NETWORK SERVICES | Cisco Systems | Nexus 9000 Series | N9K-C93180YC-EX | CIST276 | FDO020291AQK |  | 10.4.8.15 | Aug 16 2016 1:00PM
San Jose | San Jose -> ETSR1 -> Row G -> G2 - HADOOP | G2 - HADOOP | RU#42 | SNJSET-6SR1INTP1HADG2GS01 | NETWORK SERVICES | Cisco Systems | Nexus 9000 Series | N9K-C93108TC-EX | CIST280 | FDO20241HAY |  | 10.4.8.23 | Aug 16 2016 1:00PM
San Jose | San Jose -> ETSR1 -> Row G -> G2 - HADOOP | G2 - HADOOP | RU#39 | SNJSESR1-ADMSA-G | NETWORK SERVICES | Juniper Networks | EX Series | EX2200-48P-4G | JUNP899 | CU0213353129 |  | 10.5.65.17 | Dec 15 2014 6:36PM
San Jose | San Jose -> ETSR1 -> Row G -> G2 - HADOOP | G2 - HADOOP | RU#37 | SJ1DRA122 | Hadoop | Dell Computer | PowerEdge R-Series | PowerEdge R730 - 3.5 Inch Drive Bays | DELM603 | 5QJCR52 | 100214235 | DRAC-10.5.66.156 | Jul 9 2015 5:26PM
San Jose | San Jose -> ETSR1 -> Row G -> G2 - HADOOP | G2 - HADOOP | RU#35 | SJ1DRA123 | Hadoop | Dell Computer | PowerEdge R-Series | PowerEdge R730 - 3.5 Inch Drive Bays | DELM603 | 5QJBR52 | 100214230 | DRAC - 10.5.66.157 | Jul 9 2015 5:26PM
San Jose | San Jose -> ETSR1 -> Row G -> G2 - HADOOP | G2 - HADOOP | RU#33 | SJ1DRA124 | Hadoop | Dell Computer | PowerEdge R-Series | PowerEdge R730 - 3.5 Inch Drive Bays | DELM603 | 5QGBR52 | 100214236 | DRAC - 10.5.66.158 | Jul 9 2015 5:26PM
San Jose | San Jose -> ETSR1 -> Row G -> G2 - HADOOP | G2 - HADOOP | RU#31 | SJ1DRA125 | Hadoop | Dell Computer | PowerEdge R-Series | PowerEdge R730 - 3.5 Inch Drive Bays | DELM603 | 5QHBR52 | 100214231 | DRAC - 10.5.66.159 | Jul 9 2015 5:26PM
San Jose | San Jose -> ETSR1 -> Row G -> G2 - HADOOP | G2 - HADOOP | RU#29 | SJ1DRA126 | Hadoop | Dell Computer | PowerEdge R-Series | PowerEdge R730 - 3.5 Inch Drive Bays | DELM603 | 5QKBR52 | 100214233 | DRAC 10.5.66.160 | Jul 9 2015 5:26PM
San Jose | San Jose -> ETSR1 -> Row G -> G2 - HADOOP | G2 - HADOOP | RU#27 | SJ1DRA127 | Hadoop | Dell Computer | PowerEdge R-Series | PowerEdge R730 - 3.5 Inch Drive Bays | DELM603 | 5QGDR52 | 100214228 | DRAC - 10.5.66.161 | Jul 9 2015 5:26PM
San Jose | San Jose -> ETSR1 -> Row G -> G2 - HADOOP | G2 - HADOOP | RU#25 | SJ1DRA128 | Hadoop | Dell Computer | PowerEdge R-Series | PowerEdge R730 - 3.5 Inch Drive Bays | DELM603 | 5QJDR52 | 100214229 | DRAC 10.5.66.162 | Jul 9 2015 5:26PM
San Jose | San Jose -> ETSR1 -> Row G -> G2 - HADOOP | G2 - HADOOP | RU#23 | SJ1DRA129 | Hadoop | Dell Computer | PowerEdge R-Series | PowerEdge R730 - 3.5 Inch Drive Bays | DELM603 | 5QHCR52 | 100214234 | DRAC - 10.5.66.163 | Jul 9 2015 5:26PM
San Jose | San Jose -> ETSR1 -> Row G -> G2 - HADOOP | G2 - HADOOP | RU#21 | SJ1DRA130 | Hadoop | Dell Computer | PowerEdge R-Series | PowerEdge R730 - 3.5 Inch Drive Bays | DELM603 |  | 100214227 | DRAC - 10.5.66.164 | Jul 9 2015 5:26PM
San Jose | San Jose -> ETSR1 -> Row G -> G2 - HADOOP | G2 - HADOOP | RU#19 | cable manager |  | Panduit | Open-Access | CMPH2 | PAND418 |  |  |  | Aug 6 2015 2:00PM
San Jose | San Jose -> ETSR1 -> Row G -> G2 - HADOOP | G2 - HADOOP | RU#17 | SJ1DRA131 | Hadoop | Dell Computer | PowerEdge R-Series | PowerEdge R730 - 3.5 Inch Drive Bays | DELM603 |  | 100214232 | DRAC - 10.5.66.165 | Jul 9 2015 5:26PM
San Jose | San Jose -> ETSR1 -> Row G -> G2 - HADOOP | G2 - HADOOP | RU#15 | SJ1DRA401 | Hadoop | Dell Computer | PowerEdge R-Series | PowerEdge R730xd - 3.5 Inch Drive Bays | DELM607 | 4HBHV52 | 100214413 | DRAC - 10.5.66.214 | Aug 28 2015 3:22PM
San Jose | San Jose -> ETSR1 -> Row G -> G3 - HADOOP | G3 - HADOOP | RU#01 | blanking panel |  | APC | NetShelter | AR8101BLK-8U | APC972 |  |  |  | Nov 25 2014 6:50PM
San Jose | San Jose -> ETSR1 -> Row G -> G3 - HADOOP | G3 - HADOOP | InOutPlug#2 | ETSR1G3PDUB | DATA CENTER OPERATIONS | Raritan Computer | Dominion PX | PX-5522 | RCI293 | QB64450048 |  | 10.5.66.91 | Jan 6 2015 3:29PM
San Jose | San Jose -> ETSR1 -> Row G -> G3 - HADOOP | G3 - HADOOP | InOutPlug#1 | ETSR1G3PDUA | DATA CENTER OPERATIONS | Raritan Computer | Dominion PX | PX-5522 | RCI293 | QB64450103 |  | 10.5.66.90 | Jan 6 2015 3:29PM
San Jose | San Jose -> ETSR1 -> Row G -> G3 - HADOOP | G3 - HADOOP | RU#44 | SNJSESR1-INTRATOR-G-SA | NETWORK SERVICES | Juniper Networks | EX Series | EX 4200-48T | JUNP617 | BP0211451104 |  |  | Dec 15 2014 6:57PM
San Jose | San Jose -> ETSR1 -> Row G -> G3 - HADOOP | G3 - HADOOP | RU#37 | SJ1DRA136 | Hadoop | Dell Computer | PowerEdge R-Series | PowerEdge R730 - 3.5 Inch Drive Bays | DELM603 | JWQ5S52 | 100214317 | DRAC 10.5.66.193 | Aug 6 2015 1:50PM
San Jose | San Jose -> ETSR1 -> Row G -> G3 - HADOOP | G3 - HADOOP | RU#35 | SJ1DRA137 | Hadoop | Dell Computer | PowerEdge R-Series | PowerEdge R730 - 3.5 Inch Drive Bays | DELM603 | JWQ8R52 | 100214315 | DRAC 10.5.66.194 | Aug 6 2015 1:50PM
San Jose | San Jose -> ETSR1 -> Row G -> G3 - HADOOP | G3 - HADOOP | RU#33 | SJ1DRA138 | Hadoop | Dell Computer | PowerEdge R-Series | PowerEdge R730 - 3.5 Inch Drive Bays | DELM603 | JWQ6R52 | 100214316 |  | Aug 6 2015 1:50PM
San Jose | San Jose -> ETSR1 -> Row G -> G3 - HADOOP | G3 - HADOOP | RU#31 | SJ1DRA139 | Hadoop | Dell Computer | PowerEdge R-Series | PowerEdge R730 - 3.5 Inch Drive Bays | DELM603 | JWQ5S52 | 100214318 | DRAC 10.5.66.196 | Aug 6 2015 1:50PM
San Jose | San Jose -> ETSR1 -> Row G -> G3 - HADOOP | G3 - HADOOP | RU#29 | SJ1DRA140 | Hadoop | Dell Computer | PowerEdge R-Series | PowerEdge R730 - 3.5 Inch Drive Bays | DELM603 | JWQ7S52 | 100214319 | 10.5.66.197 | Aug 6 2015 1:50PM
San Jose | San Jose -> ETSR1 -> Row G -> G3 - HADOOP | G3 - HADOOP | RU#27 | SJ1DRA141 | Hadoop | Dell Computer | PowerEdge R-Series | PowerEdge R730 - 3.5 Inch Drive Bays | DELM603 | JWQ8S52 | 100214312 | DRAC 10.5.66.198 | Aug 6 2015 1:50PM
San Jose | San Jose -> ETSR1 -> Row G -> G3 - HADOOP | G3 - HADOOP | RU#25 | SJ1DRA142 | Hadoop | Dell Computer | PowerEdge R-Series | PowerEdge R730 - 3.5 Inch Drive Bays | DELM603 | JWQ5R52 | 100214313 | DRAC 10.5.66.199 | Aug 6 2015 1:50PM
San Jose | San Jose -> ETSR1 -> Row G -> G3 - HADOOP | G3 - HADOOP | RU#23 | SJ1DRA143 | Hadoop | Dell Computer | PowerEdge R-Series | PowerEdge R730 - 3.5 Inch Drive Bays | DELM603 | JWQ7R52 | 100214310 | DRAC 10.5.66.200 | Aug 6 2015 1:50PM
San Jose | San Jose -> ETSR1 -> Row G -> G3 - HADOOP | G3 - HADOOP | RU#21 | SJ1DRA144 | Hadoop | Dell Computer | PowerEdge R-Series | PowerEdge R730 - 3.5 Inch Drive Bays | DELM603 | JWQ9S52 | 100214311 | DRAC 10.5.66.201 | Aug 6 2015 1:50PM
San Jose | San Jose -> ETSR1 -> Row G -> G3 - HADOOP | G3 - HADOOP | RU#19 | cable manager |  | Panduit | Open-Access | CMPH2 | PAND418 |  |  |  | Aug 6 2015 2:00PM
San Jose | San Jose -> ETSR1 -> Row G -> G3 - HADOOP | G3 - HADOOP | RU#17 | SJ1DRA145 | Hadoop | Dell Computer | PowerEdge R-Series | PowerEdge R730 - 3.5 Inch Drive Bays | DELM603 | JWQ9R52 | 100214314 | DRAC 10.5.66.202 | Aug 6 2015 1:50PM
San Jose | San Jose -> ETSR1 -> Row G -> G3 - HADOOP | G3 - HADOOP | RU#15 | SJ1DRA402 | Hadoop | Dell Computer | PowerEdge R-Series | PowerEdge R730xd - 3.5 Inch Drive Bays | DELM607 | 4HBNV52 | 100214406 | DRAC - 10.5.66.215 | Aug 28 2015 3:22PM
San Jose | San Jose -> ETSR1 -> Row G -> G4 - HADOOP | G4 - HADOOP | RU#01 | blanking panel |  | APC | NetShelter | AR8101BLK-8U | APC972 |  |  |  | Nov 25 2014 6:51PM
San Jose | San Jose -> ETSR1 -> Row G -> G4 - HADOOP | G4 - HADOOP | InOutPlug#2 | ETSR1G4PDUB | DATA CENTER OPERATIONS | Raritan Computer | Dominion PX | PX-5522 | RCI293 | QB64450075 |  | 10.5.66.93 | Jan 6 2015 3:29PM
San Jose | San Jose -> ETSR1 -> Row G -> G4 - HADOOP | G4 - HADOOP | InOutPlug#1 | ETSR1G4PDUA | DATA CENTER OPERATIONS | Raritan Computer | Dominion PX | PX-5522 | RCI293 | QB64450018 |  | 10.5.66.92 | Jan 6 2015 3:29PM
San Jose | San Jose -> ETSR1 -> Row G -> G4 - HADOOP | G4 - HADOOP | RU#44 | SNJSESR1-INTRATOR-G-SB | NETWORK SERVICES | Juniper Networks | EX Series | EX 4200-48T | JUNP617 | BP0212478557 |  | 10.5.65.27 | Dec 15 2014 7:06PM
San Jose | San Jose -> ETSR1 -> Row G -> G4 - HADOOP | G4 - HADOOP | RU#37 | SJ1DRA146 | Hadoop | Dell Computer | PowerEdge R-Series | PowerEdge R730 - 3.5 Inch Drive Bays | DELM603 | JWQ0S52 | 100214300 | DRAC 10.5.66.203 | Aug 6 2015 2:00PM
San Jose | San Jose -> ETSR1 -> Row G -> G4 - HADOOP | G4 - HADOOP | RU#35 | SJ1DRA147 | Hadoop | Dell Computer | PowerEdge R-Series | PowerEdge R730 - 3.5 Inch Drive Bays | DELM603 | JWQ3S52 | 100214302 | DRAC 10.5.66.204 | Aug 6 2015 2:00PM
San Jose | San Jose -> ETSR1 -> Row G -> G4 - HADOOP | G4 - HADOOP | RU#33 | SJ1DRA148 | Hadoop | Dell Computer | PowerEdge R-Series | PowerEdge R730 - 3.5 Inch Drive Bays | DELM603 | JWPZS52 | 100214301 | DRAC 10.5.66.205 | Aug 6 2015 2:00PM
San Jose | San Jose -> ETSR1 -> Row G -> G4 - HADOOP | G4 - HADOOP | RU#31 | SJ1DRA149 | Hadoop | Dell Computer | PowerEdge R-Series | PowerEdge R730 - 3.5 Inch Drive Bays | DELM603 | JWPXS52 | 100214303 | DRAC 10.5.66.206 | Aug 6 2015 2:00PM
San Jose | San Jose -> ETSR1 -> Row G -> G4 - HADOOP | G4 - HADOOP | RU#29 | SJ1DRA155 | Hadoop | Dell Computer | PowerEdge R-Series | PowerEdge R730 - 3.5 Inch Drive Bays | DELM603 | JWPYR52 | 100214304 | DRAC 10.5.66.207 | Aug 6 2015 2:00PM
San Jose | San Jose -> ETSR1 -> Row G -> G4 - HADOOP | G4 - HADOOP | RU#27 | SJ1DRA156 | Hadoop | Dell Computer | PowerEdge R-Series | PowerEdge R730 - 3.5 Inch Drive Bays | DELM603 | JWQ2S52 | 100214307 | DRAC 10.5.66.208 | Aug 6 2015 2:00PM
San Jose | San Jose -> ETSR1 -> Row G -> G4 - HADOOP | G4 - HADOOP | RU#25 | SJ1DRA157 | Hadoop | Dell Computer | PowerEdge R-Series | PowerEdge R730 - 3.5 Inch Drive Bays | DELM603 | JWQ3R52 | 100214305 | DRAC 10.5.66.209 | Aug 6 2015 2:00PM
San Jose | San Jose -> ETSR1 -> Row G -> G4 - HADOOP | G4 - HADOOP | RU#23 | SJ1DRA158 | Hadoop | Dell Computer | PowerEdge R-Series | PowerEdge R730 - 3.5 Inch Drive Bays | DELM603 | JWQ1S52 | 100214308 | DRAC 10.5.66.210 | Aug 6 2015 2:00PM
San Jose | San Jose -> ETSR1 -> Row G -> G4 - HADOOP | G4 - HADOOP | RU#21 | SJ1DRA159 | Hadoop | Dell Computer | PowerEdge R-Series | PowerEdge R730 - 3.5 Inch Drive Bays | DELM603 |  | 100214306 | DRAC 10.5.66.211 | Aug 6 2015 2:00PM
San Jose | San Jose -> ETSR1 -> Row G -> G4 - HADOOP | G4 - HADOOP | RU#19 | cable manager |  | Panduit | Open-Access | CMPH2 | PAND418 |  |  |  | Aug 6 2015 2:00PM
San Jose | San Jose -> ETSR1 -> Row G -> G4 - HADOOP | G4 - HADOOP | RU#17 | SJ1DRA160 | Hadoop | Dell Computer | PowerEdge R-Series | PowerEdge R730 - 3.5 Inch Drive Bays | DELM603 | JWPZR52 | 100214309 | DRAC 10.5.66.212 | Aug 6 2015 2:00PM
San Jose | San Jose -> ETSR1 -> Row G -> G4 - HADOOP | G4 - HADOOP | RU#15 | SJ1DRA403 | Hadoop | Dell Computer | PowerEdge R-Series | PowerEdge R730xd - 3.5 Inch Drive Bays | DELM607 | 4HCDV52 | 100214411 | DRAC - 10.5.66.217 | Aug 28 2015 3:22PM
San Jose | San Jose -> ETSR1 -> Row G -> G4 - HADOOP | G4 - HADOOP | RU#13 | SJ1DRA404 | Hadoop | Dell Computer | PowerEdge R-Series | PowerEdge R730xd - 3.5 Inch Drive Bays | DELM607 | 4HBFV52 | 100214414 | DRAC - 10.5.66.216 | Aug 28 2015 3:22PM
San Jose | San Jose -> ETSR1 -> Row G -> G5 - HADOOP | G5 - HADOOP | InOutPlug#2 | ETSR1G5PDUB | DATA CENTER OPERATIONS | Raritan Computer | Dominion PX | PX-5522 | RCI293 | QB64450076 |  | 10.5.66.95 | Jan 6 2015 3:29PM
San Jose | San Jose -> ETSR1 -> Row G -> G5 - HADOOP | G5 - HADOOP | InOutPlug#1 | ETSR1G5PDUA | DATA CENTER OPERATIONS | Raritan Computer | Dominion PX | PX-5522 | RCI293 | QB64450069 |  | 10.5.66.94 | Jan 6 2015 3:29PM
San Jose | San Jose -> ETSR1 -> Row G -> G5 - HADOOP | G5 - HADOOP | RU#44 | SNJSET-6SR1INTP1HADG5GS01 | NETWORK SERVICES | Cisco Systems | Nexus 9000 Series | N9K-C93108TC-EX | CIST280 | FDO20261CJT |  | 10.4.8.24 | Aug 16 2016 1:00PM
San Jose | San Jose -> ETSR1 -> Row G -> G5 - HADOOP | G5 - HADOOP | RU#40 | SNJSET-6SR1INTP1HADG5TS01 | NETWORK SERVICES | Cisco Systems | Nexus 9000 Series | N9K-C93180YC-EX | CIST276 | FDO20291AXN |  | 10.4.8.16 | Aug 16 2016 1:00PM
San Jose | San Jose -> ETSR1 -> Row G -> G5 - HADOOP | G5 - HADOOP | RU#37 | SJ1DRA405 | Hadoop | Dell Computer | PowerEdge R-Series | PowerEdge R730xd - 3.5 Inch Drive Bays | DELM607 | 4HDDV52 | 100214397 | DRAC - 10.5.66.229 | Aug 28 2015 3:22PM
San Jose | San Jose -> ETSR1 -> Row G -> G5 - HADOOP | G5 - HADOOP | RU#35 | SJ1DRA406 | Hadoop | Dell Computer | PowerEdge R-Series | PowerEdge R730xd - 3.5 Inch Drive Bays | DELM607 | 4HCMV52 | 100214404 | DRAC - 10.5.66.228 | Aug 28 2015 3:22PM
San Jose | San Jose -> ETSR1 -> Row G -> G5 - HADOOP | G5 - HADOOP | RU#33 | SJ1DRA407 | Hadoop | Dell Computer | PowerEdge R-Series | PowerEdge R730xd - 3.5 Inch Drive Bays | DELM607 | 4HDFV52 | 100214403 | DRAC - 10.5.66.227 | Aug 28 2015 3:22PM
San Jose | San Jose -> ETSR1 -> Row G -> G5 - HADOOP | G5 - HADOOP | RU#31 | SJ1DRA408 | Hadoop | Dell Computer | PowerEdge R-Series | PowerEdge R730xd - 3.5 Inch Drive Bays | DELM607 | 4HCGV52 | 100214402 | DRAC - 10.5.66.226 | Aug 28 2015 3:22PM
San Jose | San Jose -> ETSR1 -> Row G -> G5 - HADOOP | G5 - HADOOP | RU#29 | SJ1DRA409 | Hadoop | Dell Computer | PowerEdge R-Series | PowerEdge R730xd - 3.5 Inch Drive Bays | DELM607 | 4HCNV52 | 100214396 | DRAC - 10.5.66.225 | Aug 28 2015 3:22PM
San Jose | San Jose -> ETSR1 -> Row G -> G5 - HADOOP | G5 - HADOOP | RU#27 | SJ1DRA410 | Hadoop | Dell Computer | PowerEdge R-Series | PowerEdge R730xd - 3.5 Inch Drive Bays | DELM607 | 4HCHV52 | 100214405 | DRAC - 10.5.66.224 | Aug 28 2015 3:22PM
San Jose | San Jose -> ETSR1 -> Row G -> G5 - HADOOP | G5 - HADOOP | RU#25 | SJ1DRA411 | Hadoop | Dell Computer | PowerEdge R-Series | PowerEdge R730xd - 3.5 Inch Drive Bays | DELM607 | 4HCJV52 | 100214399 | DRAC - 10.5.66.223 | Aug 28 2015 3:22PM
San Jose | San Jose -> ETSR1 -> Row G -> G5 - HADOOP | G5 - HADOOP | RU#23 | SJ1DRA412 | Hadoop | Dell Computer | PowerEdge R-Series | PowerEdge R730xd - 3.5 Inch Drive Bays | DELM607 | 4HCKV52 | 100214400 | DRAC - 10.5.66.222 | Aug 28 2015 3:22PM
San Jose | San Jose -> ETSR1 -> Row G -> G5 - HADOOP | G5 - HADOOP | RU#21 | SJ1DRA413 | Hadoop | Dell Computer | PowerEdge R-Series | PowerEdge R730xd - 3.5 Inch Drive Bays | DELM607 | 4HDGV52 | 100214401 | DRAC - 10.5.66.221 | Aug 28 2015 3:22PM
San Jose | San Jose -> ETSR1 -> Row G -> G5 - HADOOP | G5 - HADOOP | RU#17 | SJ1DRA414 | Hadoop | Dell Computer | PowerEdge R-Series | PowerEdge R730xd - 3.5 Inch Drive Bays | DELM607 | 4HBKV52 | 100214415 | DRAC - 10.5.66.220 | Aug 28 2015 3:22PM
San Jose | San Jose -> ETSR1 -> Row G -> G5 - HADOOP | G5 - HADOOP | RU#15 | SJ1DRA415 | Hadoop | Dell Computer | PowerEdge R-Series | PowerEdge R730xd - 3.5 Inch Drive Bays | DELM607 | 4HBGV52 | 100214412 | DRAC - 10.5.66.219 | Aug 28 2015 3:22PM
San Jose | San Jose -> ETSR1 -> Row G -> G5 - HADOOP | G5 - HADOOP | RU#13 | SJ1DRA416 | Hadoop | Dell Computer | PowerEdge R-Series | PowerEdge R730xd - 3.5 Inch Drive Bays | DELM607 | 4HCLV52 | 100214398 | DRAC - 10.5.66.218 | Aug 28 2015 3:22PM
San Jose | San Jose -> ETSR1 -> Row H -> H1 | H1 | RU#03 | ETSR1H1PDUA | DATA CENTER OPERATIONS | Raritan Computer | Dominion PX | PX2-5339R | RCI586 | QN15300001 | 6061520 | 10.5.66.114 | Apr 6 2015 3:43PM
San Jose | San Jose -> ETSR1 -> Row H -> H1 | H1 | RU#01 | ETSR1H1PDUB | DATA CENTER OPERATIONS | Raritan Computer | Dominion PX | PX2-5339R | RCI586 | QN15300005 | 6061518 | 10.5.66.115 | Apr 6 2015 3:43PM
San Jose | San Jose -> ETSR1 -> Row H -> H1 | H1 | RU#30 | SNJET-6SR1OBMS01 | NETWORK SERVICES | Cisco Systems | Catalyst 4900 | WS-C4948E-F | CSCY593 | CAT2015S6QH |  | 10.4.2.4 | Aug 16 2016 1:00PM
San Jose | San Jose -> ETSR1 -> Row H -> H2 (DO NOT USE EXECPT FOR HADOOP!!!) | H2 (DO NOT USE EXECPT FOR HADOOP!!!) | InOutPlug#2 | ETSR1H2PDUB | DATA CENTER OPERATIONS | Raritan Computer | Dominion PX | PX-5522 | RCI293 | QB64450112 |  | 10.5.66.97 | Jan 6 2015 3:34PM
San Jose | San Jose -> ETSR1 -> Row H -> H2 (DO NOT USE EXECPT FOR HADOOP!!!) | H2 (DO NOT USE EXECPT FOR HADOOP!!!) | InOutPlug#1 | ETSR1H2PDUA | DATA CENTER OPERATIONS | Raritan Computer | Dominion PX | PX-5522 | RCI293 | QB64450123 |  | 10.5.66.96 | Jan 6 2015 3:34PM
San Jose | San Jose -> ETSR1 -> Row H -> H2 (DO NOT USE EXECPT FOR HADOOP!!!) | H2 (DO NOT USE EXECPT FOR HADOOP!!!) | RU#44 | SNJSET-6SR1INTP1HADH2TS01 | NETWORK SERVICES | Cisco Systems | Nexus 9000 Series | N9K-C93180YC-EX | CIST276 | FDO20291SY |  | 10.4.8.17 | Aug 16 2016 1:00PM
San Jose | San Jose -> ETSR1 -> Row H -> H2 (DO NOT USE EXECPT FOR HADOOP!!!) | H2 (DO NOT USE EXECPT FOR HADOOP!!!) | RU#42 | SNJSET-6SR1INTP1HADH2GS01 | NETWORK SERVICES | Cisco Systems | Nexus 9000 Series | N9K-C93108TC-EX | CIST280 | FDO20241JFV |  | 10.4.8.25 | Aug 16 2016 1:00PM
San Jose | San Jose -> ETSR1 -> Row H -> H2 (DO NOT USE EXECPT FOR HADOOP!!!) | H2 (DO NOT USE EXECPT FOR HADOOP!!!) | RU#39 | SNJSESR1-ADMSA-H | NETWORK SERVICES | Juniper Networks | EX Series | EX2200-48P-4G | JUNP899 | CU0213312480 |  | 10.5.65.18 | Dec 15 2014 7:14PM
San Jose | San Jose -> ETSR1 -> Row H -> H2 (DO NOT USE EXECPT FOR HADOOP!!!) | H2 (DO NOT USE EXECPT FOR HADOOP!!!) | RU#37 | SJCNS003 |  | Citrix Systems | NetScaler | NetScaler MPX8200 | CTRX063 | OU7722EMHE | 3138905 |  | Feb 27 2015 5:30PM
San Jose | San Jose -> ETSR1 -> Row H -> H2 (DO NOT USE EXECPT FOR HADOOP!!!) | H2 (DO NOT USE EXECPT FOR HADOOP!!!) | RU#35 | SJ1DRA345 |  | Dell Computer | PowerEdge R-Series | PowerEdge R730 - 2.5 Inch Drive Bays | DELM602 | 9RKQW52 | 100214430 |  | Dec 14 2015 3:49PM
San Jose | San Jose -> ETSR1 -> Row H -> H2 (DO NOT USE EXECPT FOR HADOOP!!!) | H2 (DO NOT USE EXECPT FOR HADOOP!!!) | RU#31 | SJ1DRA505 |  | Dell Computer | PowerEdge R-Series | PowerEdge R930 | DELM740 | 1444082 | 100214440 |  | Jan 7 2016 5:30PM
San Jose | San Jose -> ETSR1 -> Row H -> H3 | H3 | RU#09 | blanking panel |  | APC | NetShelter | AR8101BLK-8U | APC972 |  |  |  | Nov 25 2014 6:51PM
San Jose | San Jose -> ETSR1 -> Row H -> H3 | H3 | RU#01 | blanking panel |  | APC | NetShelter | AR8101BLK-8U | APC972 |  |  |  | Nov 25 2014 6:51PM
San Jose | San Jose -> ETSR1 -> Row H -> H3 | H3 | InOutPlug#2 | ETSR1H3PDUB | DATA CENTER OPERATIONS | Raritan Computer | Dominion PX | PX-5522 | RCI293 | QB64450058 |  | 10.5.66.99 | Jan 6 2015 3:34PM
San Jose | San Jose -> ETSR1 -> Row H -> H3 | H3 | InOutPlug#1 | ETSR1H3PDUA | DATA CENTER OPERATIONS | Raritan Computer | Dominion PX | PX-5522 | RCI293 | QB64450086 |  | 10.5.66.98 | Jan 6 2015 3:34PM
San Jose | San Jose -> ETSR1 -> Row H -> H3 | H3 | RU#43 | SNJSERS1-INTRATOR-H-SA |  | Juniper Networks | EX Series | EX4500-40F-VC1-FB | JNPR484 | GX0213085430 |  |  | Feb 20 2015 10:55AM
San Jose | San Jose -> ETSR1 -> Row H -> H3 | H3 | RU#41 | blanking panel |  | APC | NetShelter | AR8101BLK-2U | APC970 |  |  |  | Feb 20 2015 10:55AM
San Jose | San Jose -> ETSR1 -> Row H -> H3 | H3 | RU#39 | blanking panel |  | APC | NetShelter | AR8101BLK-2U | APC970 |  |  |  | May 1 2015 4:36PM
San Jose | San Jose -> ETSR1 -> Row H -> H3 | H3 | RU#37 | SJ1DRA095 | Hadoop | Dell Computer | PowerEdge R-Series | PowerEdge R730xd - 2.5 Inch Drive Bays | DELM606 | 8JCRC42 | 100214121 | 10.5.82.131, drac=10.5.66.131 | May 1 2015 4:36PM
San Jose | San Jose -> ETSR1 -> Row H -> H3 | H3 | RU#35 | SJ1DRA096 | Hadoop | Dell Computer | PowerEdge R-Series | PowerEdge R730xd - 2.5 Inch Drive Bays | DELM606 | 8JCPC42 | 100214125 | 10.5.82.132, drac=10.5.66.132 | May 1 2015 4:36PM
San Jose | San Jose -> ETSR1 -> Row H -> H3 | H3 | RU#33 | SJ1DRA097 | Hadoop | Dell Computer | PowerEdge R-Series | PowerEdge R730xd - 2.5 Inch Drive Bays | DELM606 | 8JCNC42 | 100214130 | 10.5.82.133, drac=10.5.66.133 | May 1 2015 4:36PM
San Jose | San Jose -> ETSR1 -> Row H -> H3 | H3 | RU#31 | SJ1DRA098 | Hadoop | Dell Computer | PowerEdge R-Series | PowerEdge R730xd - 2.5 Inch Drive Bays | DELM606 | 8JBTC42 | 100214126 | 10.5.82.134, drac=10.5.66.134 | May 1 2015 4:36PM
San Jose | San Jose -> ETSR1 -> Row H -> H3 | H3 | RU#29 | SJ1DRA099 | Hadoop | Dell Computer | PowerEdge R-Series | PowerEdge R730xd - 2.5 Inch Drive Bays | DELM606 | 8JBQC42 | 100214129 | 10.5.82.135, drac=10.5.66.135 | May 1 2015 4:36PM
San Jose | San Jose -> ETSR1 -> Row H -> H3 | H3 | RU#27 | SJ1DRA110 | Hadoop | Dell Computer | PowerEdge R-Series | PowerEdge R730xd - 2.5 Inch Drive Bays | DELM606 | 8JBRC42 | 100214127 | 10.5.82.136, drac=10.5.66.136 | May 1 2015 4:36PM
San Jose | San Jose -> ETSR1 -> Row H -> H3 | H3 | RU#25 | SJ1DRA111 | Hadoop | Dell Computer | PowerEdge R-Series | PowerEdge R730xd - 2.5 Inch Drive Bays | DELM606 | 8JBVC42 | 100214128 | 10.5.82.137, drac=10.5.66.137 | May 1 2015 4:36PM
San Jose | San Jose -> ETSR1 -> Row H -> H3 | H3 | RU#17 | blanking panel |  | APC | NetShelter | AR8101BLK-8U | APC972 |  |  |  | Nov 25 2014 6:51PM
San Jose | San Jose -> ETSR1 -> Row H -> H4 | H4 | RU#01 | blanking panel |  | APC | NetShelter | AR8101BLK-8U | APC972 |  |  |  | Nov 25 2014 6:51PM
San Jose | San Jose -> ETSR1 -> Row H -> H4 | H4 | InOutPlug#2 | ETSR1H4PDUB | DATA CENTER OPERATIONS | Raritan Computer | Dominion PX | PX-5522 | RCI293 | QB64450022 |  | 10.5.66.101 | Jan 6 2015 3:34PM
San Jose | San Jose -> ETSR1 -> Row H -> H4 | H4 | InOutPlug#1 | ETSR1H4PDUA | DATA CENTER OPERATIONS | Raritan Computer | Dominion PX | PX-5522 | RCI293 | QB64450043 |  | 10.5.66.100 | Jan 6 2015 3:34PM
San Jose | San Jose -> ETSR1 -> Row H -> H4 | H4 | RU#43 | SNJSESR1-INTRATOR-H-SB | NETWORK SERVICES | Juniper Networks | EX Series | EX4500-40F-VC1-FB | JNPR484 | GX0213085479 |  |  | Feb 20 2015 10:55AM
San Jose | San Jose -> ETSR1 -> Row H -> H4 | H4 | RU#41 | blanking panel |  | APC | NetShelter | AR8101BLK-2U | APC970 |  |  |  | Feb 20 2015 10:55AM
San Jose | San Jose -> ETSR1 -> Row H -> H4 | H4 | RU#39 | blanking panel |  | APC | NetShelter | AR8101BLK-2U | APC970 |  |  |  | Mar 12 2015 5:06PM
San Jose | San Jose -> ETSR1 -> Row H -> H4 | H4 | RU#37 | SJ1DRA085 | Hadoop | Dell Computer | PowerEdge R-Series | PowerEdge R730xd - 3.5 Inch Drive Bays | DELM607 | CT5N942 | 100214073 | 10.5.82.121, drac=10.5.66.110 | Mar 12 2015 5:06PM
San Jose | San Jose -> ETSR1 -> Row H -> H4 | H4 | RU#35 | SJ1DRA086 | Hadoop | Dell Computer | PowerEdge R-Series | PowerEdge R730xd - 3.5 Inch Drive Bays | DELM607 | CT5Q942 | 100214078 | 10.5.82.122, drac=10.5.66.111 | Mar 12 2015 5:06PM
San Jose | San Jose -> ETSR1 -> Row H -> H4 | H4 | RU#33 | SJ1DRA087 | Hadoop | Dell Computer | PowerEdge R-Series | PowerEdge R730xd - 3.5 Inch Drive Bays | DELM607 | CT6L942 | 100214074 | 10.5.82.123, drac=10.5.66.112 | Mar 12 2015 5:06PM
San Jose | San Jose -> ETSR1 -> Row H -> H4 | H4 | RU#31 | SJ1DRA088 | Hadoop | Dell Computer | PowerEdge R-Series | PowerEdge R730xd - 3.5 Inch Drive Bays | DELM607 | CT5R942 | 100214079 | 10.5.82.124, drac=10.5.66.113 | Mar 12 2015 5:06PM
San Jose | San Jose -> ETSR1 -> Row H -> H4 | H4 | RU#29 | SJ1DRA200 | Hadoop | Dell Computer | PowerEdge R-Series | PowerEdge R720-2.5 Drive | DELC972 | FPC1FZ1 |  |  | Aug 1 2014 5:00PM
San Jose | San Jose -> ETSR1 -> Row H -> H4 | H4 | RU#27 | SJ1DRA202 | Hadoop | Dell Computer | PowerEdge R-Series | PowerEdge R720-2.5 Drive | DELC972 | FPBZDZ1 |  | 10.5.66.123 | Aug 1 2014 4:59PM
San Jose | San Jose -> ETSR1 -> Row H -> H4 | H4 | RU#25 | SJ1DRA204 | Hadoop | Dell Computer | PowerEdge R-Series | PowerEdge R720-2.5 Drive | DELC972 | FPC0FZ1 |  |  | Aug 1 2014 4:59PM
San Jose | San Jose -> ETSR1 -> Row H -> H4 | H4 | RU#23 | SJ1DRA092 | Hadoop | Dell Computer | PowerEdge R-Series | PowerEdge R730xd - 2.5 Inch Drive Bays | DELM606 | 8JCQC42 | 100214124 | 10.5.82.128, drac=10.5.66.128 | May 1 2015 11:40AM
San Jose | San Jose -> ETSR1 -> Row H -> H4 | H4 | RU#21 | SJ1DRA093 | Hadoop | Dell Computer | PowerEdge R-Series | PowerEdge R730xd - 2.5 Inch Drive Bays | DELM606 | 8JBSC42 | 100214122 | 10.5.82.129, drac=10.5.66.129 | May 1 2015 11:40AM
San Jose | San Jose -> ETSR1 -> Row H -> H4 | H4 | RU#19 | SJ1DRA094 | Hadoop | Dell Computer | PowerEdge R-Series | PowerEdge R730xd - 2.5 Inch Drive Bays | DELM606 | 8JBPC42 | 100214123 | 10.5.82.130, drac=10.5.66.130 | May 1 2015 11:40AM
San Jose | San Jose -> ETSR1 -> Row H -> H4 | H4 | RU#17 | SJ1DRA092-SHELF1 | Hadoop | Dell Computer | PowerVault MD Series | MD1400 - 2.5 Inch Drive Bays | DELM609 | 8D2QC42 | 100214145 |  | Apr 30 2015 6:52PM
San Jose | San Jose -> ETSR1 -> Row H -> H4 | H4 | RU#09 | blanking panel |  | APC | NetShelter | AR8101BLK-8U | APC972 |  |  |  | Nov 25 2014 6:51PM
San Jose | San Jose -> ETSR1 -> Row H -> H5 | H5 | InOutPlug#2 | ETSR1H5PDUB | DATA CENTER OPERATIONS | Raritan Computer | Dominion PX | PX-5522 | RCI293 | QB64450066 |  | 10.5.66.103 | Jan 6 2015 3:34PM
San Jose | San Jose -> ETSR1 -> Row H -> H5 | H5 | InOutPlug#1 | ETSR1H5PDUA | DATA CENTER OPERATIONS | Raritan Computer | Dominion PX | PX-5522 | RCI293 | QB64450088 |  | 10.5.66.102 | Jan 6 2015 3:34PM
San Jose | San Jose -> ETSR1 -> Row H -> H5 | H5 | RU#42 | SNJSET-6SR1INTP1HADH5GS01 | NETWORK SERVICES | Cisco Systems | Nexus 9000 Series | N9K-C93108TC-EX | CIST280 | FDO20241JFP |  | 10.4.8.26 | Aug 16 2016 1:00PM
San Jose | San Jose -> ETSR1 -> Row H -> H5 | H5 | RU#40 | SNJSET-6SR1INTP1HADH5TS01 | NETWORK SERVICES | Cisco Systems | Nexus 9000 Series | N9K-C93180YC-EX | CIST276 | FDO20291ASW |  | 10.4.8.18 | Aug 16 2016 1:00PM
San Jose | San Jose -> ETSR1 -> Row H -> H5 | H5 | RU#37 | SJ1DRA075 | Hadoop | Dell Computer | PowerEdge R-Series | PowerEdge R730xd - 3.5 Inch Drive Bays | DELM607 | 8FZW842 | 100214034 |  | Feb 20 2015 12:39AM
San Jose | San Jose -> ETSR1 -> Row H -> H5 | H5 | RU#35 | SJ1DRA076 | Hadoop | Dell Computer | PowerEdge R-Series | PowerEdge R730xd - 3.5 Inch Drive Bays | DELM607 | 8G0X842 | 100214035 |  | Feb 20 2015 12:39AM
San Jose | San Jose -> ETSR1 -> Row H -> H5 | H5 | RU#33 | SJ1DRA077 | Hadoop | Dell Computer | PowerEdge R-Series | PowerEdge R730xd - 3.5 Inch Drive Bays | DELM607 | 8G0V842 | 100214032 |  | Feb 20 2015 12:39AM
San Jose | San Jose -> ETSR1 -> Row H -> H5 | H5 | RU#31 | SJ1DRA078 | Hadoop | Dell Computer | PowerEdge R-Series | PowerEdge R730xd - 3.5 Inch Drive Bays | DELM607 | 8G0W842 | 100214031 |  | Feb 20 2015 12:39AM
San Jose | San Jose -> ETSR1 -> Row H -> H5 | H5 | RU#29 | SJ1DRA079 | Hadoop | Dell Computer | PowerEdge R-Series | PowerEdge R730xd - 3.5 Inch Drive Bays | DELM607 | 8G1W842 | 100214033 |  | Feb 20 2015 12:40AM
San Jose | San Jose -> ETSR1 -> Row H -> H5 | H5 | RU#27 | SJ1DRA080 | Hadoop | Dell Computer | PowerEdge R-Series | PowerEdge R730xd - 3.5 Inch Drive Bays | DELM607 | 8G1V842 | 100214030 |  | Feb 20 2015 12:40AM
San Jose | San Jose -> ETSR1 -> Row H -> H5 | H5 | RU#25 | SJ1DRA081 | Hadoop | Dell Computer | PowerEdge R-Series | PowerEdge R730xd - 3.5 Inch Drive Bays | DELM607 | 8G1X842 | 100214029 |  | Feb 20 2015 12:40AM
San Jose | San Jose -> ETSR1 -> Row H -> H5 | H5 | RU#23 | SJ1DRA082 | Hadoop | Dell Computer | PowerEdge R-Series | PowerEdge R730xd - 3.5 Inch Drive Bays | DELM607 | CT6M942 | 100214071 | 10.5.82.118, drac=10.5.66.107 | Mar 12 2015 4:54PM
San Jose | San Jose -> ETSR1 -> Row H -> H5 | H5 | RU#21 | SJ1DRA083 | Hadoop | Dell Computer | PowerEdge R-Series | PowerEdge R730xd - 3.5 Inch Drive Bays | DELM607 | CT5T942 | 100214077 | 10.5.82.119, drac=10.5.66.108 | Mar 12 2015 4:54PM
San Jose | San Jose -> ETSR1 -> Row H -> H5 | H5 | RU#19 | SJ1DRA084 | Hadoop | Dell Computer | PowerEdge R-Series | PowerEdge R730xd - 3.5 Inch Drive Bays | DELM607 | CT5S942 | 100214072 | 10.5.82.120, drac=10.5.66.109 | Mar 12 2015 4:54PM
San Jose | San Jose -> ETSR1 -> Row I -> I1 | I1 | RU#09 | SAP-AS2 | SERVER SERVICES | Hewlett-Packard | C-Class | 412152-B21 | HEPA586 | USE8028AV7 |  | 10.5.117.181,10.5.117.182,10.5.117.183,10.5.117.184 | May 30 2014 5:12PM
San Jose | San Jose -> ETSR1 -> Row I -> I1 | I1 | RU#07 | STORAGE FOR BLADE 2 | SERVER SERVICES | Hewlett-Packard | StorageWorks | HSV300 | HEPD860 |  |  |  | May 30 2014 5:12PM
San Jose | San Jose -> ETSR1 -> Row I -> I1 | I1 | RU#05 | STORAGE FOR BLADE 1 | SERVER SERVICES | Hewlett-Packard | StorageWorks | HSV300 | HEPD860 |  |  |  | May 30 2014 5:12PM
San Jose | San Jose -> ETSR1 -> Row I -> I1 | I1 | RU#02 | SAP-AS2-Storage-Array | SERVER SERVICES | Hewlett-Packard | StorageWorks | MSA30 | HP991 | USE0802F7R |  | NA | May 30 2014 5:12PM
San Jose | San Jose -> ETSR1 -> Row I -> I1 | I1 | RU#01 | blanking panel |  | APC | NetShelter | AR8101BLK-1U | APC969 |  |  |  | May 30 2014 5:12PM
San Jose | San Jose -> ETSR1 -> Row I -> I1 | I1 | InOutPlug#2 | ETSR1I1PDUA | DATA CENTER OPERATIONS | Raritan Computer | Dominion PX | PX-5522 | RCI293 | OB62150025 |  | 10.5.64.249 | May 30 2014 5:12PM
San Jose | San Jose -> ETSR1 -> Row I -> I1 | I1 | InOutPlug#1 | ETSR1I1PDUB | DATA CENTER OPERATIONS | Raritan Computer | Dominion PX | PX-5522 | RCI293 | OB62150006 |  | 10.5.64.250 | May 30 2014 5:12PM
San Jose | San Jose -> ETSR1 -> Row I -> I1 | I1 | RU#43 | blanking panel |  | APC | NetShelter | AR8101BLK-2U | APC970 |  |  |  | Aug 26 2014 6:51PM
San Jose | San Jose -> ETSR1 -> Row I -> I1 | I1 | RU#39 | blanking panel |  | APC | NetShelter | AR8101BLK-4U | APC971 |  |  |  | Aug 26 2014 6:51PM
San Jose | San Jose -> ETSR1 -> Row I -> I1 | I1 | RU#38 | blanking panel |  | APC | NetShelter | AR8101BLK-1U | APC969 |  |  |  | Aug 26 2014 6:51PM
San Jose | San Jose -> ETSR1 -> Row I -> I1 | I1 | RU#37 | blanking panel |  | APC | NetShelter | AR8101BLK-1U | APC969 |  |  |  | May 30 2014 5:13PM
San Jose | San Jose -> ETSR1 -> Row I -> I1 | I1 | RU#33 | blanking panel |  | APC | NetShelter | AR8101BLK-4U | APC971 |  |  |  | May 30 2014 5:13PM
San Jose | San Jose -> ETSR1 -> Row I -> I1 | I1 | RU#25 | blanking panel |  | APC | NetShelter | AR8101BLK-8U | APC972 |  |  |  | May 30 2014 5:13PM
San Jose | San Jose -> ETSR1 -> Row I -> I1 | I1 | RU#23 | blanking panel |  | APC | NetShelter | AR8101BLK-2U | APC970 |  |  |  | May 30 2014 5:12PM
San Jose | San Jose -> ETSR1 -> Row I -> I1 | I1 | RU#22 | blanking panel |  | APC | NetShelter | AR8101BLK-1U | APC969 |  |  |  | May 30 2014 5:12PM
San Jose | San Jose -> ETSR1 -> Row I -> I1 | I1 | RU#21 | keyboard/monitor | SERVER SERVICES | Hewlett-Packard | Flat Panel | 348373-B21 | HEPA644 |  |  |  | May 30 2014 5:12PM
San Jose | San Jose -> ETSR1 -> Row I -> I1 | I1 | RU#19 | BIA-BS2-SM | SERVER SERVICES | Hewlett-Packard | ProLiant | DL380 G5 | HEPA633 | 2UX75100YS |  | 10.5.62.93 | May 30 2014 5:12PM
San Jose | San Jose -> ETSR1 -> Row I -> I2 (DO NOT USE EXECPT FOR HADOOP!!!) | I2 (DO NOT USE EXECPT FOR HADOOP!!!) | RU#09 | blanking panel |  | APC | NetShelter | AR8101BLK-8U | APC972 |  |  |  | May 30 2014 5:13PM
San Jose | San Jose -> ETSR1 -> Row I -> I2 (DO NOT USE EXECPT FOR HADOOP!!!) | I2 (DO NOT USE EXECPT FOR HADOOP!!!) | RU#01 | blanking panel |  | APC | NetShelter | AR8101BLK-8U | APC972 |  |  |  | May 30 2014 5:13PM
San Jose | San Jose -> ETSR1 -> Row I -> I2 (DO NOT USE EXECPT FOR HADOOP!!!) | I2 (DO NOT USE EXECPT FOR HADOOP!!!) | InOutPlug#2 | ETSR1I2PDUA | DATA CENTER OPERATIONS | Raritan Computer | Dominion PX | PX-5522 | RCI293 | OB62150013 |  | 10.5.65.148 | May 30 2014 5:13PM
San Jose | San Jose -> ETSR1 -> Row I -> I2 (DO NOT USE EXECPT FOR HADOOP!!!) | I2 (DO NOT USE EXECPT FOR HADOOP!!!) | InOutPlug#1 | ETSR1I2PDUB | DATA CENTER OPERATIONS | Raritan Computer | Dominion PX | PX-5522 | RCI293 | OB62150054 |  | 10.5.65.149 | May 30 2014 5:13PM
San Jose | San Jose -> ETSR1 -> Row I -> I2 (DO NOT USE EXECPT FOR HADOOP!!!) | I2 (DO NOT USE EXECPT FOR HADOOP!!!) | RU#44 | NCMHF1 |  | Panduit | Cable Management System | NCMHF1 | PAND648 |  |  |  | Sep 10 2014 4:08PM
San Jose | San Jose -> ETSR1 -> Row I -> I2 (DO NOT USE EXECPT FOR HADOOP!!!) | I2 (DO NOT USE EXECPT FOR HADOOP!!!) | RU#43 | SJC-OSDS01 |  | Cisco Systems | Nexus 3000 Series | N3K-C3172PQ-10GE | CSSY258 |  |  |  | Sep 4 2014 6:01PM
San Jose | San Jose -> ETSR1 -> Row I -> I2 (DO NOT USE EXECPT FOR HADOOP!!!) | I2 (DO NOT USE EXECPT FOR HADOOP!!!) | RU#42 | SJC-OSAS01 |  | Cisco Systems | Nexus 3000 Series | N3K-C3064PQ-10GE | CSCY692 |  |  |  | Sep 4 2014 6:01PM
San Jose | San Jose -> ETSR1 -> Row I -> I2 (DO NOT USE EXECPT FOR HADOOP!!!) | I2 (DO NOT USE EXECPT FOR HADOOP!!!) | RU#41 | NCMHF1 |  | Panduit | Cable Management System | NCMHF1 | PAND648 |  |  |  | Sep 10 2014 4:08PM
San Jose | San Jose -> ETSR1 -> Row I -> I2 (DO NOT USE EXECPT FOR HADOOP!!!) | I2 (DO NOT USE EXECPT FOR HADOOP!!!) | RU#40 | SNJSESR1-INTRATOR-I-ADMSA | NETWORK SERVICES | Juniper Networks | EX Series | EX2200-48T-4G | JUNP900 | CU0212337201 |  | 10.5.65.19 | May 30 2014 5:13PM
San Jose | San Jose -> ETSR1 -> Row I -> I2 (DO NOT USE EXECPT FOR HADOOP!!!) | I2 (DO NOT USE EXECPT FOR HADOOP!!!) | RU#39 | cable manager |  | Chatsworth Products | Cable Management | 30139-719 | CHPR534 |  |  |  | May 30 2014 5:13PM
San Jose | San Jose -> ETSR1 -> Row I -> I2 (DO NOT USE EXECPT FOR HADOOP!!!) | I2 (DO NOT USE EXECPT FOR HADOOP!!!) | RU#38 | cable manager |  | Chatsworth Products | Cable Management | 30139-719 | CHPR534 |  |  |  | May 30 2014 5:13PM
San Jose | San Jose -> ETSR1 -> Row I -> I2 (DO NOT USE EXECPT FOR HADOOP!!!) | I2 (DO NOT USE EXECPT FOR HADOOP!!!) | RU#37 | SJCNS004 |  | Citrix Systems | NetScaler | NetScaler MPX8200 | CTRX063 | 1KKN82EM27 | 3138905 |  | Feb 27 2015 5:30PM
San Jose | San Jose -> ETSR1 -> Row I -> I2 (DO NOT USE EXECPT FOR HADOOP!!!) | I2 (DO NOT USE EXECPT FOR HADOOP!!!) | RU#35 | SJ1DRA280 | OPEN STACK | Dell Computer | PowerEdge R-Series | PowerEdge R730XD - Closed | DELM804 | GSJ2W52 | 100214351 | 10.6.128.58, drac=10.5.66.244 | Sep 18 2015 4:41PM
San Jose | San Jose -> ETSR1 -> Row I -> I2 (DO NOT USE EXECPT FOR HADOOP!!!) | I2 (DO NOT USE EXECPT FOR HADOOP!!!) | RU#33 | SJ1DRA281 | OPEN STACK | Dell Computer | PowerEdge R-Series | PowerEdge R730XD - Closed | DELM804 | GSJ0W52 | 100214350 | 10.6.128.59, drac=10.5.66.245 | Sep 18 2015 4:41PM
San Jose | San Jose -> ETSR1 -> Row I -> I2 (DO NOT USE EXECPT FOR HADOOP!!!) | I2 (DO NOT USE EXECPT FOR HADOOP!!!) | RU#31 | SJ1DRA282 | OPEN STACK | Dell Computer | PowerEdge R-Series | PowerEdge R730XD - Closed | DELM804 | GSHZV52 | 100214352 | 10.6.128.60, drac=10.5.66.246 | Sep 18 2015 4:41PM
San Jose | San Jose -> ETSR1 -> Row I -> I2 (DO NOT USE EXECPT FOR HADOOP!!!) | I2 (DO NOT USE EXECPT FOR HADOOP!!!) | RU#29 | blanking panel |  | APC | NetShelter | AR8101BLK-2U | APC970 |  |  |  | Sep 18 2015 4:41PM
San Jose | San Jose -> ETSR1 -> Row I -> I2 (DO NOT USE EXECPT FOR HADOOP!!!) | I2 (DO NOT USE EXECPT FOR HADOOP!!!) | RU#25 | blanking panel |  | APC | NetShelter | AR8101BLK-4U | APC971 |  |  |  | Sep 18 2015 4:41PM
San Jose | San Jose -> ETSR1 -> Row I -> I2 (DO NOT USE EXECPT FOR HADOOP!!!) | I2 (DO NOT USE EXECPT FOR HADOOP!!!) | RU#17 | blanking panel |  | APC | NetShelter | AR8101BLK-8U | APC972 |  |  |  | May 30 2014 5:13PM
San Jose | San Jose -> ETSR1 -> Row I -> I3 | I3 | RU#09 | blanking panel |  | APC | NetShelter | AR8101BLK-8U | APC972 |  |  |  | May 30 2014 5:13PM
San Jose | San Jose -> ETSR1 -> Row I -> I3 | I3 | RU#01 | blanking panel |  | APC | NetShelter | AR8101BLK-8U | APC972 |  |  |  | May 30 2014 5:13PM
San Jose | San Jose -> ETSR1 -> Row I -> I3 | I3 | InOutPlug#2 | ETSR1I3PDUA | DATA CENTER OPERATIONS | Raritan Computer | Dominion PX | PX-5522 | RCI293 | OB62150021 |  | 10.5.65.150 | May 30 2014 5:13PM
San Jose | San Jose -> ETSR1 -> Row I -> I3 | I3 | InOutPlug#1 | ETSR1I3PDUB | DATA CENTER OPERATIONS | Raritan Computer | Dominion PX | PX-5522 | RCI293 | OB62150001 |  | 10.5.65.151 | May 30 2014 5:13PM
San Jose | San Jose -> ETSR1 -> Row I -> I3 | I3 | RU#43 | blanking panel |  | APC | NetShelter | AR8101BLK-2U | APC970 |  |  |  | Aug 26 2014 6:51PM
San Jose | San Jose -> ETSR1 -> Row I -> I3 | I3 | RU#42 | CONEAST1 | DATA CENTER OPERATIONS | Cyclades | AlterPath | ACS48 | CYCL017 | ATP040893 |  | 153.32.22.129 | May 30 2014 5:14PM
San Jose | San Jose -> ETSR1 -> Row I -> I3 | I3 | RU#41 | SNJSESR1-INTRATOR-I-SA | NETWORK SERVICES | Juniper Networks | EX Series | EX 4200-48T | JUNP617 | BP0212383277 |  | 10.5.65.9 | May 30 2014 5:14PM
San Jose | San Jose -> ETSR1 -> Row I -> I3 | I3 | RU#40 | cable manager |  | Chatsworth Products | Cable Management | 30139-719 | CHPR534 |  |  |  | May 30 2014 5:14PM
San Jose | San Jose -> ETSR1 -> Row I -> I3 | I3 | RU#39 | cable manager |  | Chatsworth Products | Cable Management | 30139-719 | CHPR534 |  |  |  | May 30 2014 5:14PM
San Jose | San Jose -> ETSR1 -> Row I -> I3 | I3 | RU#37 | SJ1DRA270 | OPEN STACK | Dell Computer | PowerEdge R-Series | PowerEdge R720xd-2.5 Drive | DELC962 | G7ZWX12 | 3136682 | 10.6.128.37 | Sep 3 2014 10:50AM
San Jose | San Jose -> ETSR1 -> Row I -> I3 | I3 | RU#35 | SJ1DRA271 | OPEN STACK | Dell Computer | PowerEdge R-Series | PowerEdge R720xd-2.5 Drive | DELC962 | G7XXX12 | 3136685 | Not in DNS | Sep 3 2014 10:50AM
San Jose | San Jose -> ETSR1 -> Row I -> I3 | I3 | RU#33 | SJ1DRA272 | OPEN STACK | Dell Computer | PowerEdge R-Series | PowerEdge R720xd-2.5 Drive | DELC962 | G7YXX12 | 3136683 | Not In DNS | Sep 3 2014 10:50AM
San Jose | San Jose -> ETSR1 -> Row I -> I3 | I3 | RU#31 | SJ1DRA134 | OPEN STACK | Dell Computer | PowerEdge R-Series | PowerEdge R720xd-2.5 Drive | DELC962 | G7XW12 | 3136689 | Not In DNS; DRAC - 10.5.66.191 | Sep 3 2014 10:50AM
San Jose | San Jose -> ETSR1 -> Row I -> I3 | I3 | RU#29 | SJ1DRA135 | OPEN STACK | Dell Computer | PowerEdge R-Series | PowerEdge R720xd-2.5 Drive | DELC962 | G80XX12 | 3136687 | Not In DNS; DRAC- 10.5.66.192 | Sep 3 2014 10:50AM
San Jose | San Jose -> ETSR1 -> Row I -> I3 | I3 | RU#27 | SJ1DRA275 | OPEN STACK | Dell Computer | PowerEdge R-Series | PowerEdge R720xd-2.5 Drive | DELC962 | G7YVX12 | 3136690 | Not In DNS | Sep 3 2014 10:50AM
San Jose | San Jose -> ETSR1 -> Row I -> I3 | I3 | RU#25 | SJ1DRA276 | OPEN STACK | Dell Computer | PowerEdge R-Series | PowerEdge R720xd-2.5 Drive | DELC962 | G7ZVX12 | 3136688 | Not In DNS | Sep 3 2014 10:50AM
San Jose | San Jose -> ETSR1 -> Row I -> I3 | I3 | RU#23 | SJ1DRA277 | OPEN STACK | Dell Computer | PowerEdge R-Series | PowerEdge R720xd-2.5 Drive | DELC962 | G80WX12 | 3136691 | Not In DNS | Sep 3 2014 10:50AM
San Jose | San Jose -> ETSR1 -> Row I -> I3 | I3 | RU#21 | SJ1DRA278 | OPEN STACK | Dell Computer | PowerEdge R-Series | PowerEdge R730XD - Closed | DELM804 | gsj3w52 | 100214349 | 10.6.128.56, drac=10.5.66.242 | Sep 18 2015 4:41PM
San Jose | San Jose -> ETSR1 -> Row I -> I3 | I3 | RU#19 | cable manager |  | Leviton Voice and Data | Cable Management | 49252-P02 | LEVI063 |  |  |  | Sep 18 2015 4:41PM
San Jose | San Jose -> ETSR1 -> Row I -> I3 | I3 | RU#17 | SJ1DRA279 | OPEN STACK | Dell Computer | PowerEdge R-Series | PowerEdge R730XD - Closed | DELM804 | GSJ1W52 | 100214348 | 10.6.128.57, drac=10.5.66.243 | Sep 18 2015 4:41PM
San Jose | San Jose -> ETSR1 -> Row I -> I4 | I4 | RU#09 | blanking panel |  | APC | NetShelter | AR8101BLK-8U | APC972 |  |  |  | May 30 2014 5:14PM
San Jose | San Jose -> ETSR1 -> Row I -> I4 | I4 | RU#01 | blanking panel |  | APC | NetShelter | AR8101BLK-8U | APC972 |  |  |  | May 30 2014 5:14PM
San Jose | San Jose -> ETSR1 -> Row I -> I4 | I4 | InOutPlug#2 | ETSR1I4PDUA | DATA CENTER OPERATIONS | Raritan Computer | Dominion PX | PX-5522 | RCI293 | OB62150074 |  | 10.5.65.152 | May 30 2014 5:14PM
San Jose | San Jose -> ETSR1 -> Row I -> I4 | I4 | InOutPlug#1 | ETSR1I4PDUB | PDU | Raritan Computer | Dominion PX | PX-5522 | RCI293 | OB62150002 |  | 10.5.65.153 | May 30 2014 5:14PM
San Jose | San Jose -> ETSR1 -> Row I -> I4 | I4 | RU#44 | NCMHF1 |  | Panduit | Cable Management System | NCMHF1 | PAND648 |  |  |  | Sep 10 2014 4:41PM
San Jose | San Jose -> ETSR1 -> Row I -> I4 | I4 | RU#43 | SJC-OSDS02 |  | Cisco Systems | Nexus 3000 Series | N3K-C3172PQ-10GE | CSSY258 |  |  |  | Sep 4 2014 6:01PM
San Jose | San Jose -> ETSR1 -> Row I -> I4 | I4 | RU#42 | SJC-OSAS02 |  | Cisco Systems | Nexus 3000 Series | N3K-C3064PQ-10GE | CSCY692 |  |  |  | Sep 4 2014 6:01PM
San Jose | San Jose -> ETSR1 -> Row I -> I4 | I4 | RU#41 | NCMHF1 |  | Panduit | Cable Management System | NCMHF1 | PAND648 |  |  |  | Sep 10 2014 4:41PM
San Jose | San Jose -> ETSR1 -> Row I -> I4 | I4 | RU#40 | SNJSESR1-INTRATOR-I-SB | NETWORK SERVICES | Juniper Networks | EX Series | EX 4200-48T | JUNP617 | BP021232977 | 3119323 | 10.5.65.24 | May 30 2014 5:14PM
San Jose | San Jose -> ETSR1 -> Row I -> I4 | I4 | RU#39 | cable manager |  | Chatsworth Products | Cable Management | 30139-719 | CHPR534 |  |  |  | May 30 2014 5:14PM
San Jose | San Jose -> ETSR1 -> Row I -> I4 | I4 | RU#37 | SJ1DRA133 |  | Dell Computer | PowerEdge R-Series | PowerEdge R720-2.5 Drive | DELC972 | G14YX12 | 3136695 | Not In DNS; DRAC 10.5.66.190 | Sep 3 2014 10:50AM
San Jose | San Jose -> ETSR1 -> Row I -> I4 | I4 | RU#35 | SJ1DRA261 |  | Dell Computer | PowerEdge R-Series | PowerEdge R720-2.5 Drive | DELC972 | G16WX12 | 3136696 | Not in DNS | Sep 3 2014 10:50AM
San Jose | San Jose -> ETSR1 -> Row I -> I4 | I4 | RU#33 | SJ1DRA262 |  | Dell Computer | PowerEdge R-Series | PowerEdge R720-2.5 Drive | DELC972 | G16XX12 | 3136693 | Not In DNS | Sep 3 2014 10:50AM
San Jose | San Jose -> ETSR1 -> Row I -> I4 | I4 | RU#31 | SJ1DRA263 |  | Dell Computer | PowerEdge R-Series | PowerEdge R720-2.5 Drive | DELC972 | G16YX12 | 3136700 | No in DNS | Sep 3 2014 10:50AM
San Jose | San Jose -> ETSR1 -> Row I -> I4 | I4 | RU#29 | SJ1DRA264 |  | Dell Computer | PowerEdge R-Series | PowerEdge R720-2.5 Drive | DELC972 | G13YX12 | 3136701 | Not In DNS | Sep 3 2014 10:50AM
San Jose | San Jose -> ETSR1 -> Row I -> I4 | I4 | RU#27 | SJ1DRA265 |  | Dell Computer | PowerEdge R-Series | PowerEdge R720-2.5 Drive | DELC972 | G15YX12 | 3136694 | Not In DNS | Sep 3 2014 10:50AM
San Jose | San Jose -> ETSR1 -> Row I -> I4 | I4 | RU#25 | SJ1DRA266 |  | Dell Computer | PowerEdge R-Series | PowerEdge R720-2.5 Drive | DELC972 | G15XX12 | 3136692 | Not In DNS | Sep 3 2014 10:50AM
San Jose | San Jose -> ETSR1 -> Row I -> I4 | I4 | RU#23 | SJ1DRA267 |  | Dell Computer | PowerEdge R-Series | PowerEdge R720-2.5 Drive | DELC972 | G14XX12 | 3136693 | Not In DNS | Sep 3 2014 10:50AM
San Jose | San Jose -> ETSR1 -> Row I -> I4 | I4 | RU#21 | SJ1DRA268 | OPEN STACK | Dell Computer | PowerEdge R-Series | PowerEdge R720xd-2.5 Drive | DELC962 | G7ZXX12 | 3136684 | 10.6.128.46 | Sep 3 2014 10:50AM
San Jose | San Jose -> ETSR1 -> Row I -> I4 | I4 | RU#19 | cable manager |  | Electrorack Enclosure Products | HC Series | HC2-19-2 | ETRK189 |  |  |  | Sep 3 2014 10:50AM
San Jose | San Jose -> ETSR1 -> Row I -> I4 | I4 | RU#17 | SJ1DRA269 | OPEN STACK | Dell Computer | PowerEdge R-Series | PowerEdge R720xd-2.5 Drive | DELC962 | G7YWX12 | 3136686 | 10.6.128.35 | Sep 3 2014 10:50AM
San Jose | San Jose -> ETSR1 -> Row I -> I5 | I5 | RU#09 | blanking panel |  | APC | NetShelter | AR8101BLK-8U | APC972 |  |  |  | May 30 2014 5:14PM
San Jose | San Jose -> ETSR1 -> Row I -> I5 | I5 | RU#01 | blanking panel |  | APC | NetShelter | AR8101BLK-8U | APC972 |  |  |  | May 30 2014 5:14PM
San Jose | San Jose -> ETSR1 -> Row I -> I5 | I5 | InOutPlug#2 | ETSR1I5PDUA | DATA CENTER OPERATIONS | Raritan Computer | Dominion PX | PX-5522 | RCI293 | OB62150077 |  | 10.5.65.154 | May 30 2014 5:14PM
San Jose | San Jose -> ETSR1 -> Row I -> I5 | I5 | InOutPlug#1 | ETSR1I5PDUB | PDU | Raritan Computer | Dominion PX | PX-5522 | RCI293 | OB62150059 |  | 10.5.65.155 | May 30 2014 5:14PM
San Jose | San Jose -> ETSR1 -> Row I -> I5 | I5 | RU#43 | blanking panel |  | APC | NetShelter | AR8101BLK-2U | APC970 |  |  |  | Aug 26 2014 6:51PM
San Jose | San Jose -> ETSR1 -> Row I -> I5 | I5 | RU#39 | blanking panel |  | APC | NetShelter | AR8101BLK-4U | APC971 |  |  |  | Aug 26 2014 6:51PM
San Jose | San Jose -> ETSR1 -> Row I -> I5 | I5 | RU#35 | SJ1DRA132 |  | Dell Computer | PowerEdge R-Series | PowerEdge R720-2.5 Drive | DELC972 | G19VX12 | 3136707 | 10.6.128.12; DRAC 10.5.66.189 | Sep 3 2014 10:50AM
San Jose | San Jose -> ETSR1 -> Row I -> I5 | I5 | RU#33 | SJ1DRA252 |  | Dell Computer | PowerEdge R-Series | PowerEdge R720-2.5 Drive | DELC972 | G18XX12 | 3136702 | 10.6.128.33 | Sep 3 2014 10:50AM
San Jose | San Jose -> ETSR1 -> Row I -> I5 | I5 | RU#31 | SJ1DRA253 |  | Dell Computer | PowerEdge R-Series | PowerEdge R720-2.5 Drive | DELC972 | G18YX12 | 3136708 | 10.6.128.40 | Sep 3 2014 10:50AM
San Jose | San Jose -> ETSR1 -> Row I -> I5 | I5 | RU#29 | SJ1DRA254 |  | Dell Computer | PowerEdge R-Series | PowerEdge R720-2.5 Drive | DELC972 | G17Yx12 | 3136703 | 10.6.128.48 | Sep 3 2014 10:50AM
San Jose | San Jose -> ETSR1 -> Row I -> I5 | I5 | RU#27 | SJ1DRA255 |  | Dell Computer | PowerEdge R-Series | PowerEdge R720-2.5 Drive | DELC972 | G17XX12 | 3136704 | 10.6.128.51 | Sep 3 2014 10:50AM
San Jose | San Jose -> ETSR1 -> Row I -> I5 | I5 | RU#25 | SJ1DRA256 |  | Dell Computer | PowerEdge R-Series | PowerEdge R720-2.5 Drive | DELC972 | G17WX12 | 3136709 | 10.6.128.49 | Sep 3 2014 10:50AM
San Jose | San Jose -> ETSR1 -> Row I -> I5 | I5 | RU#23 | SJ1DRA257 |  | Dell Computer | PowerEdge R-Series | PowerEdge R720-2.5 Drive | DELC972 | G18WX12 | 3136705 | 10.6.128.36 | Sep 3 2014 10:50AM
San Jose | San Jose -> ETSR1 -> Row I -> I5 | I5 | RU#21 | SJ1DRA258 |  | Dell Computer | PowerEdge R-Series | PowerEdge R720-2.5 Drive | DELC972 | G15WX12 | 3136694 | 10.6.128.39 | Sep 3 2014 10:50AM
San Jose | San Jose -> ETSR1 -> Row I -> I5 | I5 | RU#19 | HC2-19-2 |  | Electrorack Enclosure Products | HC Series | HC2-19-2 | ETRK189 |  |  |  | Sep 3 2014 10:50AM
San Jose | San Jose -> ETSR1 -> Row I -> I5 | I5 | RU#17 | SJ1DRA259 |  | Dell Computer | PowerEdge R-Series | PowerEdge R720-2.5 Drive | DELC972 | G14WX12 | 3136692 | Not in DNS | Sep 3 2014 10:50AM
San Jose | San Jose -> ETSR1 -> Row J -> J1 | J1 | RU#09 | blanking panel |  | APC | NetShelter | AR8101BLK-2U | APC970 |  |  |  | May 30 2014 5:15PM
San Jose | San Jose -> ETSR1 -> Row J -> J1 | J1 | RU#07 | blanking panel |  | APC | NetShelter | AR8101BLK-2U | APC970 |  |  |  | May 30 2014 5:15PM
San Jose | San Jose -> ETSR1 -> Row J -> J1 | J1 | RU#06 | blanking panel |  | APC | NetShelter | AR8101BLK-1U | APC969 |  |  |  | Jul 28 2014 6:38PM
San Jose | San Jose -> ETSR1 -> Row J -> J1 | J1 | RU#04 | blanking panel |  | APC | NetShelter | AR8101BLK-2U | APC970 |  |  |  | May 30 2014 5:15PM
San Jose | San Jose -> ETSR1 -> Row J -> J1 | J1 | RU#01 | shelf |  | Generic Equipment Set | Shelf | 19 Inch 1U Shelf | GENR944 |  |  |  | May 30 2014 5:15PM
San Jose | San Jose -> ETSR1 -> Row J -> J1 | J1 | InOutPlug#2 | ETSR1J1PDUA | PDU | Raritan Computer | Dominion PX | PX-5522 | RCI293 | OB62150078 |  | 10.5.65.156 | May 30 2014 5:15PM
San Jose | San Jose -> ETSR1 -> Row J -> J1 | J1 | InOutPlug#1 | ETSR1J1PDUB | DATA CENTER OPERATIONS | Raritan Computer | Dominion PX | PX-5522 | RCI293 | OB62150048 |  | 10.5.65.157 | May 30 2014 5:15PM
San Jose | San Jose -> ETSR1 -> Row J -> J1 | J1 | RU#44 | blanking panel |  | APC | NetShelter | AR8101BLK-1U | APC969 |  |  |  | Jul 28 2014 6:38PM
San Jose | San Jose -> ETSR1 -> Row J -> J1 | J1 | RU#40 | blanking panel |  | APC | NetShelter | AR8101BLK-4U | APC971 |  |  |  | Jul 28 2014 6:38PM
San Jose | San Jose -> ETSR1 -> Row J -> J1 | J1 | RU#39 | blanking panel |  | APC | NetShelter | AR8101BLK-1U | APC969 |  |  |  | Jul 28 2014 6:38PM
San Jose | San Jose -> ETSR1 -> Row J -> J1 | J1 | RU#37 | EDC-DEV |  | Dell Computer | PowerEdge R-Series | PowerEdge R720-2.5 Drive | DELC972 | 5F12DZ1 |  |  | Sep 11 2014 6:22PM
San Jose | San Jose -> ETSR1 -> Row J -> J1 | J1 | RU#36 | SJ1UCS003 |  | Cisco Systems | UCS C-Series | UCS C220 M4 SFF | CSSY740 | FCH1949V0WY |  |  | Jun 24 2016 3:16PM
San Jose | San Jose -> ETSR1 -> Row J -> J1 | J1 | RU#35 | SJ1UCS004 |  | Cisco Systems | UCS C-Series | UCS C220 M4 SFF | CSSY740 |  |  |  | Jun 24 2016 3:16PM
San Jose | San Jose -> ETSR1 -> Row J -> J1 | J1 | RU#34 | blanking panel |  | APC | NetShelter | AR8101BLK-1U | APC969 |  |  |  | Jun 24 2016 3:16PM
San Jose | San Jose -> ETSR1 -> Row J -> J1 | J1 | RU#30 | blanking panel |  | APC | NetShelter | AR8101BLK-4U | APC971 |  |  |  | Jun 24 2016 3:16PM
San Jose | San Jose -> ETSR1 -> Row J -> J1 | J1 | RU#26 | blanking panel |  | APC | NetShelter | AR8101BLK-4U | APC971 |  |  |  | May 30 2014 5:16PM
San Jose | San Jose -> ETSR1 -> Row J -> J1 | J1 | RU#24 | KVMMASTER-ETSR1 | DATA CENTER OPERATIONS | Raritan Computer | CommandCenter | CC-E1-256 | RCI156 | ACD7800013 |  | 10.5.77.89 | May 30 2014 5:16PM
San Jose | San Jose -> ETSR1 -> Row J -> J1 | J1 | RU#18 | SJ2SNU011 | SERVER SERVICES | SUN Microsystems | Enterprise | M4000 | SUNM012 | BEF09426ED | 3099677 | 10.8.190.99, ilo=10.8.190.61, bkp=10.8.127.57 | Jul 23 2014 7:10PM
San Jose | San Jose -> ETSR1 -> Row J -> J1 | J1 | RU#17 | blanking panel |  | APC | NetShelter | AR8101BLK-1U | APC969 |  |  |  | May 30 2014 5:15PM
San Jose | San Jose -> ETSR1 -> Row J -> J1 | J1 | RU#15 | ROXO9 | SERVER SERVICES | SUN Microsystems | Enterprise | T5220 | SUNM069 | BEL0825QWQ |  | • Roxo9.corp.adobe.com ? 10.5.117.18 | May 30 2014 5:15PM
San Jose | San Jose -> ETSR1 -> Row J -> J1 | J1 | RU#11 | PRIMO | SERVER SERVICES | SUN Microsystems | Sun Fire | V440 | SUN199 | 0511AD17B2 |  | 10.5.116.71 | May 30 2014 5:15PM
San Jose | San Jose -> ETSR1 -> Row J -> J1 -> shelf | shelf | InOutPlug#3 | DS-SJ-ETELEVATOR | Rack | Dell Computer | OptiPlex | OptiPlex 760 SFF | DELC212 | 6PP4PS1 |  | 10.5.100.213 | May 30 2014 5:15PM
San Jose | San Jose -> ETSR1 -> Row J -> J2 (DO NOT USE EXECPT FOR HADOOP!!!) | J2 (DO NOT USE EXECPT FOR HADOOP!!!) | RU#09 | blanking panel |  | APC | NetShelter | AR8101BLK-2U | APC970 |  |  |  | May 30 2014 5:17PM
San Jose | San Jose -> ETSR1 -> Row J -> J2 (DO NOT USE EXECPT FOR HADOOP!!!) | J2 (DO NOT USE EXECPT FOR HADOOP!!!) | RU#07 | blanking panel |  | APC | NetShelter | AR8101BLK-2U | APC970 |  |  |  | May 30 2014 5:16PM
San Jose | San Jose -> ETSR1 -> Row J -> J2 (DO NOT USE EXECPT FOR HADOOP!!!) | J2 (DO NOT USE EXECPT FOR HADOOP!!!) | RU#05 | blanking panel |  | APC | NetShelter | AR8101BLK-2U | APC970 |  |  |  | May 30 2014 5:16PM
San Jose | San Jose -> ETSR1 -> Row J -> J2 (DO NOT USE EXECPT FOR HADOOP!!!) | J2 (DO NOT USE EXECPT FOR HADOOP!!!) | RU#03 | blanking panel |  | APC | NetShelter | AR8101BLK-2U | APC970 |  |  |  | May 30 2014 5:16PM
San Jose | San Jose -> ETSR1 -> Row J -> J2 (DO NOT USE EXECPT FOR HADOOP!!!) | J2 (DO NOT USE EXECPT FOR HADOOP!!!) | RU#01 | blanking panel |  | APC | NetShelter | AR8101BLK-2U | APC970 |  |  |  | May 30 2014 5:16PM
San Jose | San Jose -> ETSR1 -> Row J -> J2 (DO NOT USE EXECPT FOR HADOOP!!!) | J2 (DO NOT USE EXECPT FOR HADOOP!!!) | InOutPlug#2 | ETSR1J2PDUA | DATA CENTER OPERATIONS | Raritan Computer | Dominion PX | PX-5522 | RCI293 | OB62150007 |  | 10.5.65.158 | May 30 2014 5:16PM
San Jose | San Jose -> ETSR1 -> Row J -> J2 (DO NOT USE EXECPT FOR HADOOP!!!) | J2 (DO NOT USE EXECPT FOR HADOOP!!!) | InOutPlug#1 | ETSR1J2PDUB | DATA CENTER OPERATIONS | Raritan Computer | Dominion PX | PX-5522 | RCI293 | OB62150012 |  | 10.5.65.159 | May 30 2014 5:16PM
San Jose | San Jose -> ETSR1 -> Row J -> J2 (DO NOT USE EXECPT FOR HADOOP!!!) | J2 (DO NOT USE EXECPT FOR HADOOP!!!) | RU#44 | blanking panel |  | APC | NetShelter | AR8101BLK-1U | APC969 |  |  |  | Jul 28 2014 7:01PM
San Jose | San Jose -> ETSR1 -> Row J -> J2 (DO NOT USE EXECPT FOR HADOOP!!!) | J2 (DO NOT USE EXECPT FOR HADOOP!!!) | RU#42 | KVM-EAST10 | PDU | Raritan Computer | Dominion KX II | DKX2-464 | RCI170 | HKF9700037 |  | 153.32.23.179 | May 30 2014 5:18PM
San Jose | San Jose -> ETSR1 -> Row J -> J2 (DO NOT USE EXECPT FOR HADOOP!!!) | J2 (DO NOT USE EXECPT FOR HADOOP!!!) | RU#41 | cable manager |  | Chatsworth Products | Cable Management | 30139-719 | CHPR534 |  |  |  | May 30 2014 5:18PM
San Jose | San Jose -> ETSR1 -> Row J -> J2 (DO NOT USE EXECPT FOR HADOOP!!!) | J2 (DO NOT USE EXECPT FOR HADOOP!!!) | RU#40 | CONEAST6 | PDU | Cyclades | AlterPath | ACS48 | CYCL017 | ATP067022 |  | 153.32.22.132 | May 30 2014 5:18PM
San Jose | San Jose -> ETSR1 -> Row J -> J2 (DO NOT USE EXECPT FOR HADOOP!!!) | J2 (DO NOT USE EXECPT FOR HADOOP!!!) | RU#39 | cable manager |  | Chatsworth Products | Cable Management | 30139-719 | CHPR534 |  |  |  | May 30 2014 5:18PM
San Jose | San Jose -> ETSR1 -> Row J -> J2 (DO NOT USE EXECPT FOR HADOOP!!!) | J2 (DO NOT USE EXECPT FOR HADOOP!!!) | RU#38 | cable manager |  | Chatsworth Products | Cable Management | 30139-719 | CHPR534 |  |  |  | May 30 2014 5:18PM
San Jose | San Jose -> ETSR1 -> Row J -> J2 (DO NOT USE EXECPT FOR HADOOP!!!) | J2 (DO NOT USE EXECPT FOR HADOOP!!!) | RU#37 | blanking panel |  | APC | NetShelter | AR8101BLK-1U | APC969 |  |  |  | May 30 2014 5:18PM
San Jose | San Jose -> ETSR1 -> Row J -> J2 (DO NOT USE EXECPT FOR HADOOP!!!) | J2 (DO NOT USE EXECPT FOR HADOOP!!!) | RU#33 | blanking panel |  | APC | NetShelter | AR8101BLK-4U | APC971 |  |  |  | May 30 2014 5:17PM
San Jose | San Jose -> ETSR1 -> Row J -> J2 (DO NOT USE EXECPT FOR HADOOP!!!) | J2 (DO NOT USE EXECPT FOR HADOOP!!!) | RU#31 | Blanking Panel |  | APC | NetShelter | AR8101BLK-2U | APC970 |  |  |  | Apr 3 2015 5:24PM
San Jose | San Jose -> ETSR1 -> Row J -> J2 (DO NOT USE EXECPT FOR HADOOP!!!) | J2 (DO NOT USE EXECPT FOR HADOOP!!!) | RU#27 | Blanking Panel |  | APC | NetShelter | AR8101BLK-4U | APC971 |  |  |  | Apr 3 2015 5:24PM
San Jose | San Jose -> ETSR1 -> Row J -> J2 (DO NOT USE EXECPT FOR HADOOP!!!) | J2 (DO NOT USE EXECPT FOR HADOOP!!!) | RU#26 | shelf |  | APC | NetShelter | AR8122BLK | APC980 |  |  |  | May 30 2014 5:17PM
San Jose | San Jose -> ETSR1 -> Row J -> J2 (DO NOT USE EXECPT FOR HADOOP!!!) | J2 (DO NOT USE EXECPT FOR HADOOP!!!) | RU#24 | Blanking Panel |  | APC | NetShelter | AR8101BLK-2U | APC970 |  |  |  | Apr 3 2015 5:24PM
San Jose | San Jose -> ETSR1 -> Row J -> J2 (DO NOT USE EXECPT FOR HADOOP!!!) | J2 (DO NOT USE EXECPT FOR HADOOP!!!) | RU#22 | blanking panel |  | APC | NetShelter | AR8101BLK-2U | APC970 |  |  |  | May 30 2014 5:17PM
San Jose | San Jose -> ETSR1 -> Row J -> J2 (DO NOT USE EXECPT FOR HADOOP!!!) | J2 (DO NOT USE EXECPT FOR HADOOP!!!) | RU#21 | blanking panel |  | APC | NetShelter | AR8101BLK-1U | APC969 |  |  |  | Dec 17 2015 5:37PM
San Jose | San Jose -> ETSR1 -> Row J -> J2 (DO NOT USE EXECPT FOR HADOOP!!!) | J2 (DO NOT USE EXECPT FOR HADOOP!!!) | RU#20 | blanking panel |  | APC | NetShelter | AR8101BLK-1U | APC969 |  |  |  | Jul 28 2014 7:01PM
San Jose | San Jose -> ETSR1 -> Row J -> J2 (DO NOT USE EXECPT FOR HADOOP!!!) | J2 (DO NOT USE EXECPT FOR HADOOP!!!) | RU#18 | blanking panel |  | APC | NetShelter | AR8101BLK-2U | APC970 |  |  |  | May 30 2014 5:17PM
San Jose | San Jose -> ETSR1 -> Row J -> J2 (DO NOT USE EXECPT FOR HADOOP!!!) | J2 (DO NOT USE EXECPT FOR HADOOP!!!) | RU#17 | blanking panel |  | APC | NetShelter | AR8101BLK-1U | APC969 |  |  |  | May 30 2014 5:17PM
San Jose | San Jose -> ETSR1 -> Row J -> J2 (DO NOT USE EXECPT FOR HADOOP!!!) | J2 (DO NOT USE EXECPT FOR HADOOP!!!) | RU#15 | blanking panel |  | APC | NetShelter | AR8101BLK-2U | APC970 |  |  |  | May 30 2014 5:17PM
San Jose | San Jose -> ETSR1 -> Row J -> J2 (DO NOT USE EXECPT FOR HADOOP!!!) | J2 (DO NOT USE EXECPT FOR HADOOP!!!) | RU#13 | blanking panel |  | APC | NetShelter | AR8101BLK-2U | APC970 |  |  |  | Jul 28 2014 7:01PM
San Jose | San Jose -> ETSR1 -> Row J -> J2 (DO NOT USE EXECPT FOR HADOOP!!!) | J2 (DO NOT USE EXECPT FOR HADOOP!!!) | RU#11 | blanking panel |  | APC | NetShelter | AR8101BLK-2U | APC970 |  |  |  | May 30 2014 5:17PM
San Jose | San Jose -> ETSR1 -> Row J -> J3 | J3 | RU#08 | SJ1DRA327 | Hadoop | Dell Computer | PowerEdge R-Series | PowerEdge R730 - 3.5 Inch Drive Bays | DELM603 | 43zfc42 | 10024106 | 10.5.64.118 | May 15 2015 4:15PM
San Jose | San Jose -> ETSR1 -> Row J -> J3 | J3 | RU#01 | LITTLE | SERVER SERVICES | SUN Microsystems | Sun Fire | V490 (Open View) | SUN716 | 0708AM0513 |  |  | May 30 2014 5:18PM
San Jose | San Jose -> ETSR1 -> Row J -> J3 | J3 | InOutPlug#2 | ETSR1J3PDUA | DATA CENTER OPERATIONS | Raritan Computer | Dominion PX | PX-5522 | RCI293 | OB62150038 |  | 10.5.65.160 | May 30 2014 5:18PM
San Jose | San Jose -> ETSR1 -> Row J -> J3 | J3 | InOutPlug#1 | ETSR1J3PDUB | DATA CENTER OPERATIONS | Raritan Computer | Dominion PX | PX-5522 | RCI293 | OB62150019 |  | 10.5.65.161 | May 30 2014 5:18PM
San Jose | San Jose -> ETSR1 -> Row J -> J3 | J3 | RU#43 | cable manager |  | Leviton Voice and Data | Versi-Duct | 491RU-HFO | LEVI913 |  |  |  | May 30 2014 5:19PM
San Jose | San Jose -> ETSR1 -> Row J -> J3 | J3 | RU#42 | SJESFSF | NETWORK SERVICES | Cisco Systems | Catalyst 4900 | WS-C4948 | CISO711 | FOX11490SQE | 3095635 |  | May 30 2014 5:19PM
San Jose | San Jose -> ETSR1 -> Row J -> J3 | J3 | RU#41 | cable manager |  | Leviton Voice and Data | Versi-Duct | 491RU-HFO | LEVI913 |  |  |  | May 30 2014 5:19PM
San Jose | San Jose -> ETSR1 -> Row J -> J3 | J3 | RU#40 | cable manager |  | Leviton Voice and Data | Versi-Duct | 491RU-HFO | LEVI913 |  |  |  | May 30 2014 5:19PM
San Jose | San Jose -> ETSR1 -> Row J -> J3 | J3 | RU#39 | SJESFSE | NETWORK SERVICES | Cisco Systems | Catalyst 4900 | WS-C4948 | CISO711 | F0X1326G5ZD | 3099297 | ilo=10.5.65.69 | May 30 2014 5:19PM
San Jose | San Jose -> ETSR1 -> Row J -> J3 | J3 | RU#35 | SNJS-IWAN-APIC-EM-POC |  | Cisco Systems | UCS C-Series | UCS C220 M3 SFF | CISC076 | FCH1749V18G |  | 10.5.100.166 | Aug 30 2016 5:07PM
San Jose | San Jose -> ETSR1 -> Row J -> J3 | J3 | RU#31 | DURANGO | SERVER SERVICES | SUN Microsystems | Sun Fire | V240 | SUN182 | FN34440049 |  | 153.32.22.221 | May 30 2014 5:19PM
San Jose | San Jose -> ETSR1 -> Row J -> J3 | J3 | RU#27 | SJ1DRA328 | Hadoop | Dell Computer | PowerEdge R-Series | PowerEdge R730xd - 3.5 Inch Drive Bays | DELM607 | 4MNK942 |  |  | May 21 2015 1:04PM
San Jose | San Jose -> ETSR1 -> Row J -> J3 | J3 | RU#25 | SJ1DRA329 | Hadoop | Dell Computer | PowerEdge R-Series | PowerEdge R730xd - 3.5 Inch Drive Bays | DELM607 | 4MML942 |  |  | May 21 2015 1:04PM
San Jose | San Jose -> ETSR1 -> Row J -> J3 | J3 | RU#21 | EDC-PROD |  | Dell Computer | PowerEdge R-Series | PowerEdge R720 | DELC960 | F32XL02 |  | 10.5.112.59, drac=10.5.65.200 | Jul 29 2014 4:51PM
San Jose | San Jose -> ETSR1 -> Row J -> J3 | J3 | RU#16 | SJ1DRA323 | Hadoop | Dell Computer | PowerEdge R-Series | PowerEdge R730 - 3.5 Inch Drive Bays | DELM603 | 43zgc42 | 100214104 | 10.5.64.207 | May 15 2015 4:15PM
San Jose | San Jose -> ETSR1 -> Row J -> J3 | J3 | RU#14 | SJ1DRA324 | Hadoop | Dell Computer | PowerEdge R-Series | PowerEdge R730 - 3.5 Inch Drive Bays | DELM603 | 43zhc42 | 100214107 | 10.5.64.210 | May 15 2015 4:15PM
San Jose | San Jose -> ETSR1 -> Row J -> J3 | J3 | RU#12 | SJ1DRA325 | Hadoop | Dell Computer | PowerEdge R-Series | PowerEdge R730 - 3.5 Inch Drive Bays | DELM603 | 43zjc42 | 100214108 | 10.5.64.52 | May 15 2015 4:15PM
San Jose | San Jose -> ETSR1 -> Row J -> J3 | J3 | RU#10 | SJ1DRA326 | Hadoop | Dell Computer | PowerEdge R-Series | PowerEdge R730 - 3.5 Inch Drive Bays | DELM603 | 43zkc42 | 100214105 | 10.5.64.95 | May 15 2015 4:15PM
San Jose | San Jose -> ETSR1 -> Row J -> J4 | J4 | RU#09 | SJ1DRA322 | Hadoop | Dell Computer | PowerEdge R-Series | PowerEdge R720-3.5 Drive | DELC971 | 441DC42 |  |  | Jun 11 2015 4:29PM
San Jose | San Jose -> ETSR1 -> Row J -> J4 | J4 | RU#07 | blanking panel |  | APC | NetShelter | AR8101BLK-2U | APC970 |  |  |  | May 30 2014 5:20PM
San Jose | San Jose -> ETSR1 -> Row J -> J4 | J4 | RU#05 | blanking panel |  | APC | NetShelter | AR8101BLK-2U | APC970 |  |  |  | May 30 2014 5:20PM
San Jose | San Jose -> ETSR1 -> Row J -> J4 | J4 | RU#03 | blanking panel |  | APC | NetShelter | AR8101BLK-2U | APC970 |  |  |  | May 30 2014 5:19PM
San Jose | San Jose -> ETSR1 -> Row J -> J4 | J4 | RU#01 | blanking panel |  | APC | NetShelter | AR8101BLK-2U | APC970 |  |  |  | May 30 2014 5:19PM
San Jose | San Jose -> ETSR1 -> Row J -> J4 | J4 | InOutPlug#2 | ETSR1J4PDUA | DATA CENTER OPERATIONS | Raritan Computer | Dominion PX | PX-5522 | RCI293 | OB62150010 |  | 10.5.65.162 | May 30 2014 5:19PM
San Jose | San Jose -> ETSR1 -> Row J -> J4 | J4 | InOutPlug#1 | ETSR1J4PDUB | DATA CENTER OPERATIONS | Raritan Computer | Dominion PX | PX-5522 | RCI293 | OB62150024 |  | 10.5.65.163 | May 30 2014 5:19PM
San Jose | San Jose -> ETSR1 -> Row J -> J4 | J4 | RU#44 | blanking panel |  | APC | NetShelter | AR8101BLK-1U | APC969 |  |  |  | Aug 26 2014 7:20PM
San Jose | San Jose -> ETSR1 -> Row J -> J4 | J4 | RU#43 | SNJSESR1-INTRATOR-J-SB | NETWORK SERVICES | Juniper Networks | EX Series | EX 4200-48T | JUNP617 | BP0212394232 | 3119688 |  | May 30 2014 5:22PM
San Jose | San Jose -> ETSR1 -> Row J -> J4 | J4 | RU#42 | cable manager |  | Chatsworth Products | Cable Management | 30139-719 | CHPR534 |  |  |  | May 30 2014 5:22PM
San Jose | San Jose -> ETSR1 -> Row J -> J4 | J4 | RU#41 | cable manager |  | Chatsworth Products | Cable Management | 30139-719 | CHPR534 |  |  |  | May 30 2014 5:22PM
San Jose | San Jose -> ETSR1 -> Row J -> J4 | J4 | RU#40 | cable manager |  | Chatsworth Products | Cable Management | 30139-719 | CHPR534 |  |  |  | May 30 2014 5:22PM
San Jose | San Jose -> ETSR1 -> Row J -> J4 | J4 | RU#39 | SNJSESR1-INTRATOR-J-SA | NETWORK SERVICES | Juniper Networks | EX Series | EX 4200-48T | JUNP617 | BP0212394180 | 3119688 |  | May 30 2014 5:22PM
San Jose | San Jose -> ETSR1 -> Row J -> J4 | J4 | RU#38 | BIGIP-ETDC-1 | NETWORK SERVICES | F5 Networks | FirePass | FirePass 1000 | F5LA023 | bip07-8507s |  | 153.32.196.121 | May 30 2014 5:22PM
San Jose | San Jose -> ETSR1 -> Row J -> J4 | J4 | RU#36 | SJ1DRA150 | Hadoop | Dell Computer | PowerEdge R-Series | PowerEdge R720xd-3.5 Drive | DELC964 | 63KLCY1 | 13001072 | or1=10.116.127.146 | May 30 2014 5:22PM
San Jose | San Jose -> ETSR1 -> Row J -> J4 | J4 | RU#34 | SJ1DRA151 | Hadoop | Dell Computer | PowerEdge R-Series | PowerEdge R720xd-3.5 Drive | DELC964 | 63LLCY1 | 13001072 | or1=10.116.127.147 | May 30 2014 5:22PM
San Jose | San Jose -> ETSR1 -> Row J -> J4 | J4 | RU#32 | SJ1DRA152 | Hadoop | Dell Computer | PowerEdge R-Series | PowerEdge R720xd-3.5 Drive | DELC964 | 63LJCY1 | 13001072 |  | May 30 2014 5:21PM
San Jose | San Jose -> ETSR1 -> Row J -> J4 | J4 | RU#30 | SJ1DRA153 | Hadoop | Dell Computer | PowerEdge R-Series | PowerEdge R720xd-3.5 Drive | DELC964 | 63LKCY1 | 13001072 |  | May 30 2014 5:21PM
San Jose | San Jose -> ETSR1 -> Row J -> J4 | J4 | RU#28 | SJ1DRA154 | Hadoop | Dell Computer | PowerEdge R-Series | PowerEdge R720xd-3.5 Drive | DELC964 | 63KMCY1 | 13001072 |  | May 30 2014 5:21PM
San Jose | San Jose -> ETSR1 -> Row J -> J4 | J4 | RU#27 | blanking panel |  | APC | NetShelter | AR8108BLK | APC978 |  |  |  | May 30 2014 5:21PM
San Jose | San Jose -> ETSR1 -> Row J -> J4 | J4 | RU#26 | shelf |  | APC | NetShelter | AR8122BLK | APC980 |  |  |  | May 30 2014 5:21PM
San Jose | San Jose -> ETSR1 -> Row J -> J4 | J4 | RU#23 | ROXO10 | SERVER SERVICES | SUN Microsystems | Enterprise | T5220 | SUNM069 | BEL0825QVV |  | 10.5.116.147, ilo=10.5.64.87, bkp=10.5.96.217, mp1=10.5.117.167, mp2=10.5.117.168 | May 30 2014 5:20PM
San Jose | San Jose -> ETSR1 -> Row J -> J4 | J4 | RU#21 | ROXO8 | SERVER SERVICES | SUN Microsystems | Enterprise | T5220 | SUNM069 | BEL0823LTN |  | 10.5.116.72, ilo=10.5.64.86, bkp=10.5.96.216, mp1=10.5.117.169, mp2=10.5.117.170 | May 30 2014 5:20PM
San Jose | San Jose -> ETSR1 -> Row J -> J4 | J4 | RU#19 | KROGER5 | SERVER SERVICES | SUN Microsystems | Enterprise | T5220 | SUNM069 | BEL0824NG3 |  | 10.5.116.245, 10.5.117.16, 10.5.117.17, 10.5.64.88, 10.5.96.218 | May 30 2014 5:20PM
San Jose | San Jose -> ETSR1 -> Row J -> J4 | J4 | RU#17 | blanking panel |  | APC | NetShelter | AR8101BLK-2U | APC970 |  |  |  | May 30 2014 5:20PM
San Jose | San Jose -> ETSR1 -> Row J -> J4 | J4 | RU#15 | SJ1DRA319 | Hadoop | Dell Computer | PowerEdge R-Series | PowerEdge R720-3.5 Drive | DELC971 | 441JC42 |  |  | Jun 11 2015 4:29PM
San Jose | San Jose -> ETSR1 -> Row J -> J4 | J4 | RU#13 | SJ1DRA320 | Hadoop | Dell Computer | PowerEdge R-Series | PowerEdge R720-3.5 Drive | DELC971 | 440mc42 |  |  | Jun 11 2015 4:29PM
San Jose | San Jose -> ETSR1 -> Row J -> J4 | J4 | RU#11 | SJ1DRA321 | Hadoop | Dell Computer | PowerEdge R-Series | PowerEdge R720-3.5 Drive | DELC971 | 440NC42 |  |  | Jun 11 2015 4:29PM
San Jose | San Jose -> ETSR1 -> Row J -> J5 | J5 | RU#09 | SJ1DRA318 | Hadoop | Dell Computer | PowerEdge R-Series | PowerEdge R720-3.5 Drive | DELC971 | 441CH42 |  |  | Jun 11 2015 4:29PM
San Jose | San Jose -> ETSR1 -> Row J -> J5 | J5 | RU#07 | blanking panel |  | APC | NetShelter | AR8101BLK-2U | APC970 |  |  |  | Jun 11 2015 4:29PM
San Jose | San Jose -> ETSR1 -> Row J -> J5 | J5 | RU#05 | blanking panel |  | APC | NetShelter | AR8101BLK-2U | APC970 |  |  |  | Jun 11 2015 4:29PM
San Jose | San Jose -> ETSR1 -> Row J -> J5 | J5 | RU#03 | blanking panel |  | APC | NetShelter | AR8101BLK-2U | APC970 |  |  |  | May 30 2014 5:22PM
San Jose | San Jose -> ETSR1 -> Row J -> J5 | J5 | RU#02 | blanking panel |  | APC | NetShelter | AR8101BLK-1U | APC969 |  |  |  | May 30 2014 5:22PM
San Jose | San Jose -> ETSR1 -> Row J -> J5 | J5 | RU#01 | shelf |  | APC | NetShelter | AR8122BLK | APC980 |  |  |  | May 30 2014 5:22PM
San Jose | San Jose -> ETSR1 -> Row J -> J5 | J5 | InOutPlug#2 | ETSR1J5PDUA | DATA CENTER OPERATIONS | Raritan Computer | Dominion PX | PX-5522 | RCI293 | OB62150056 |  | 10.5.65.164 | May 30 2014 5:22PM
San Jose | San Jose -> ETSR1 -> Row J -> J5 | J5 | InOutPlug#1 | ETSR1J5PDUB | DATA CENTER OPERATIONS | Raritan Computer | Dominion PX | PX-5522 | RCI293 | OB62150031 |  | 10.5.65.165 | May 30 2014 5:22PM
San Jose | San Jose -> ETSR1 -> Row J -> J5 | J5 | RU#43 | SNJSESR1-HBTOR-J |  | Cisco Systems | Catalyst 2960-X | WS-C2960X-48TS-L | CSSY148 | FOC1839S2NN |  |  | Jun 9 2015 2:16PM
San Jose | San Jose -> ETSR1 -> Row J -> J5 | J5 | RU#42 | SJE06BUSA | NETWORK SERVICES | Cisco Systems | Catalyst 4900 | WS-C4948-10GE | CISO742 | FOX1151G3AD |  | 153.32.21.19, bkp=10.5.92.35 | May 30 2014 4:25PM
San Jose | San Jose -> ETSR1 -> Row J -> J5 | J5 | RU#41 | cable manager |  | Chatsworth Products | Cable Management | 30139-719 | CHPR534 |  |  |  | Aug 11 2014 11:50AM
San Jose | San Jose -> ETSR1 -> Row J -> J5 | J5 | RU#40 | SNJSESR1-ADMSA-J | NETWORK SERVICES | Juniper Networks | EX Series | EX2200-48T-4G | JUNP900 | CU0212389173 |  |  | May 30 2014 5:23PM
San Jose | San Jose -> ETSR1 -> Row J -> J5 | J5 | RU#39 | cable manager |  | Chatsworth Products | Cable Management | 30139-719 | CHPR534 |  |  |  | May 30 2014 5:23PM
San Jose | San Jose -> ETSR1 -> Row J -> J5 | J5 | RU#38 | MTAP1 |  | Hewlett-Packard | ProLiant | 662083-001 | HEPC783 | MXQ3290C88 | 6054592 | 10.5.69.65, ilo=10.5.65.190 | May 30 2014 4:47PM
San Jose | San Jose -> ETSR1 -> Row J -> J5 | J5 | RU#36 | SJ1DRA310 | Hadoop | Dell Computer | PowerEdge R-Series | PowerEdge R730xd - 1.8 Inch Drive Bays | DELM605 | FSNR842 | 100214040 | Drac=10.5.66.65, Vlan901=10.5.77.48, Vlan911=10.5.101.56 | Mar 9 2015 2:59PM
San Jose | San Jose -> ETSR1 -> Row J -> J5 | J5 | RU#34 | SJ1DRA311 | Hadoop | Dell Computer | PowerEdge R-Series | PowerEdge R730xd - 1.8 Inch Drive Bays | DELM605 | FSNP842 | 100214042 | drac=10.5.66.66, Vlan901=10.5.77.115, Vlan911=10.5.101.155 | Mar 9 2015 2:59PM
San Jose | San Jose -> ETSR1 -> Row J -> J5 | J5 | RU#32 | SJ1DRA312 | Hadoop | Dell Computer | PowerEdge R-Series | PowerEdge R730xd - 1.8 Inch Drive Bays | DELM605 | FSNN842 | 100214041 | Drac=10.5.66.67, Vlan901=10.5.77.246, Vlan911=10.5.101.156 | Mar 9 2015 2:59PM
San Jose | San Jose -> ETSR1 -> Row J -> J5 | J5 | RU#31 | blanking panel |  | APC | NetShelter | AR8101BLK-1U | APC969 |  |  |  | May 30 2014 5:23PM
San Jose | San Jose -> ETSR1 -> Row J -> J5 | J5 | RU#24 | BIGIP-ETDC-2 | NETWORK SERVICES | F5 Networks | FirePass | FirePass 1000 | F5LA023 | bip07-8511s |  | 153.32.196.122 | May 30 2014 5:23PM
San Jose | San Jose -> ETSR1 -> Row J -> J5 | J5 | RU#23 | shelf |  | APC | NetShelter | AR8122BLK | APC980 |  |  |  | May 30 2014 5:23PM
San Jose | San Jose -> ETSR1 -> Row J -> J5 | J5 | RU#21 | SJ1DRA313 | Hadoop | Dell Computer | PowerEdge R-Series | PowerEdge R730xd - 1.8 Inch Drive Bays | DELM605 | FSNM842 | 100214039 | Drac=10.5.66.68, Vlan901=10.5.78.17, Vlan911=10.5.101.157 | Mar 9 2015 2:59PM
San Jose | San Jose -> ETSR1 -> Row J -> J5 | J5 | RU#19 | blanking panel |  | APC | NetShelter | AR8101BLK-2U | APC970 |  |  |  | May 30 2014 5:23PM
San Jose | San Jose -> ETSR1 -> Row J -> J5 | J5 | RU#17 | SJ1DRA314 | Hadoop | Dell Computer | PowerEdge R-Series | PowerEdge R730xd - 1.8 Inch Drive Bays | DELM605 | FSNQ842 | 100214043 | Drac=10.5.66.69, Vlan901=10.5.78.26, Vlan911=10.5.101.158 | Mar 9 2015 2:59PM
San Jose | San Jose -> ETSR1 -> Row J -> J5 | J5 | RU#15 | SJ1DRA315 | Hadoop | Dell Computer | PowerEdge R-Series | PowerEdge R720-3.5 Drive | DELC971 | 441FC42 |  |  | May 6 2015 6:34PM
San Jose | San Jose -> ETSR1 -> Row J -> J5 | J5 | RU#13 | SJ1DRA316 | Hadoop | Dell Computer | PowerEdge R-Series | PowerEdge R720-3.5 Drive | DELC971 | 441GC42 |  |  | May 6 2015 6:34PM
San Jose | San Jose -> ETSR1 -> Row J -> J5 | J5 | RU#11 | SJ1DRA317 | Hadoop | Dell Computer | PowerEdge R-Series | PowerEdge R720-3.5 Drive | DELC971 | 441CC42 |  |  | Jun 11 2015 4:28PM
San Jose | San Jose -> ETSR1 -> Row K -> K1 | K1 | RU#07 | SJHDS24-SHELF0 | STORAGE SERVICES | Hitachi Data Systems | AMS Series | AMS 2000 Standard Disk Expansion Tray | HDS214 |  | 3112166 | N/A | May 30 2014 5:24PM
San Jose | San Jose -> ETSR1 -> Row K -> K1 | K1 | RU#03 | SJHDS24 | STORAGE SERVICES | Hitachi Data Systems | AMS Series | AMS 500 | HDS054 | 87041540 | 3112166 | 10.8.189.22, 10.8.189.23 | May 30 2014 5:24PM
San Jose | San Jose -> ETSR1 -> Row K -> K1 | K1 | RU#01 | blanking panel |  | Generic Equipment Set | Panel | Blank 2U Panel | GENR260 |  |  |  | May 30 2014 5:24PM
San Jose | San Jose -> ETSR1 -> Row K -> K1 | K1 | InOutPlug#2 | ETSR1K1PDUA | DATA CENTER OPERATIONS | Raritan Computer | Dominion PX | PX-5522 | RCI293 | PXR1650004 |  | 10.4.189.115 | May 30 2014 5:24PM
San Jose | San Jose -> ETSR1 -> Row K -> K1 | K1 | InOutPlug#1 | ETSR1K1PDUB | DATA CENTER OPERATIONS | Raritan Computer | Dominion PX | PX-5522 | RCI293 | PXR1650001 |  | 10.4.189.116 | May 30 2014 5:23PM
San Jose | San Jose -> ETSR1 -> Row K -> K1 | K1 | RU#44 | blanking panel |  | APC | NetShelter | AR8101BLK-1U | APC969 |  |  |  | Jul 21 2014 7:34PM
San Jose | San Jose -> ETSR1 -> Row K -> K1 | K1 | RU#40 | blanking panel |  | APC | NetShelter | AR8101BLK-4U | APC971 |  |  |  | Jul 21 2014 7:34PM
San Jose | San Jose -> ETSR1 -> Row K -> K1 | K1 | RU#39 | cable manager |  | Chatsworth Products | Cable Management | 30139-719 | CHPR534 |  |  |  | May 30 2014 5:25PM
San Jose | San Jose -> ETSR1 -> Row K -> K1 | K1 | RU#38 | SJET1F1SW01 (REAR) | STORAGE SERVICES | Brocade Communications Systems | Switches | 5100 | BROC113 | ALM0644E04W | N/A | 10.4.189.24 | May 30 2014 5:25PM
San Jose | San Jose -> ETSR1 -> Row K -> K1 | K1 | RU#37 | cable manager |  | Chatsworth Products | Cable Management | 30139-719 | CHPR534 |  |  |  | May 30 2014 5:25PM
San Jose | San Jose -> ETSR1 -> Row K -> K1 | K1 | RU#36 | SJET1F2SW01 (REAR) | STORAGE SERVICES | Brocade Communications Systems | Switches | 5100 | BROC113 | ALM0644E04F | N/A | 10.4.189.25 | May 30 2014 5:25PM
San Jose | San Jose -> ETSR1 -> Row K -> K1 | K1 | RU#35 | cable manager |  | Chatsworth Products | Cable Management | 30139-719 | CHPR534 |  |  |  | May 30 2014 5:24PM
San Jose | San Jose -> ETSR1 -> Row K -> K1 | K1 | RU#31 | SJ1IBPLABb | SERVER SERVICES | IBM | Power 7 Series | Power 750 Express | IBMM798 | 8233E8B-06F38DP | NA | NA | May 30 2014 5:24PM
San Jose | San Jose -> ETSR1 -> Row K -> K1 | K1 | RU#27 | SJ1IBPLABa | SERVER SERVICES | IBM | Power 7 Series | Power 750 Express | IBMM798 | 8233E8B06F38DP | NA | NA | May 30 2014 5:24PM
San Jose | San Jose -> ETSR1 -> Row K -> K1 | K1 | RU#26 | IBM HMC | SERVER SERVICES | IBM | Rack Monitor | MON-3000-Close | IBM651 |  | NA | NA | May 30 2014 5:24PM
San Jose | San Jose -> ETSR1 -> Row K -> K1 | K1 | RU#25 | SJ1IHA003 | SERVER SERVICES | IBM | xSeries | x3550 M3 | IBMM787 |  | 3112191 | 10.4.189.79 | May 30 2014 5:24PM
San Jose | San Jose -> ETSR1 -> Row K -> K1 | K1 | RU#22 | SJHDS24-SHELF4 | STORAGE SERVICES | Hitachi Data Systems | AMS Series | AMS 2000 Standard Disk Expansion Tray | HDS214 | 89035034 |  | N/A | May 30 2014 5:24PM
San Jose | San Jose -> ETSR1 -> Row K -> K1 | K1 | RU#21 | blanking panel |  | APC | NetShelter | AR8101BLK-1U | APC969 |  |  |  | May 30 2014 5:24PM
San Jose | San Jose -> ETSR1 -> Row K -> K1 | K1 | RU#19 | blanking panel |  | APC | NetShelter | AR8101BLK-2U | APC970 |  |  |  | May 30 2014 5:24PM
San Jose | San Jose -> ETSR1 -> Row K -> K1 | K1 | RU#16 | SJHDS24-SHELF3 | STORAGE SERVICES | Hitachi Data Systems | AMS Series | AMS 2000 Standard Disk Expansion Tray | HDS214 | 2016189 | 3112166 | N/A | May 30 2014 5:24PM
San Jose | San Jose -> ETSR1 -> Row K -> K1 | K1 | RU#13 | SJHDS24-SHELF2 | STORAGE SERVICES | Hitachi Data Systems | AMS Series | AMS 2000 Standard Disk Expansion Tray | HDS214 | 2016185 | 3112166 | N/A | May 30 2014 5:24PM
San Jose | San Jose -> ETSR1 -> Row K -> K1 | K1 | RU#10 | SJHDS24-SHELF1 | STORAGE SERVICES | Hitachi Data Systems | AMS Series | AMS 2000 Standard Disk Expansion Tray | HDS214 | 2016181 | 3112166 | N/A | May 30 2014 5:24PM
San Jose | San Jose -> ETSR1 -> Row K -> K2 | K2 | RU#01 | SJ1HCA009 |  | Hewlett-Packard | C-Class | 412152-B21 | HEPA586 | USE143JBA3 |  |  | Jun 17 2014 6:17PM
San Jose | San Jose -> ETSR1 -> Row K -> K2 | K2 | InOutPlug#2 | ETSR1K2PDUA | DATA CENTER OPERATIONS | Raritan Computer | Dominion PX | PX-5522 | RCI293 | PXR1650027 |  | 10.4.189.117 | May 30 2014 5:25PM
San Jose | San Jose -> ETSR1 -> Row K -> K2 | K2 | InOutPlug#1 | ETSR1K2PDUB | DATA CENTER OPERATIONS | Raritan Computer | Dominion PX | PX-5522 | RCI293 | PXR1650025 |  | 10.4.189.118 | May 30 2014 5:25PM
San Jose | San Jose -> ETSR1 -> Row K -> K2 | K2 | RU#44 | SJET6SR1-LABADMSA | NETWORK SERVICES | Juniper Networks | EX Series | EX 3200-48P | JUNP613 | CU0211290187 | 3112192 | NA | May 30 2014 5:26PM
San Jose | San Jose -> ETSR1 -> Row K -> K2 | K2 | RU#40 | blanking panel |  | APC | NetShelter | AR8101BLK-4U | APC971 |  |  |  | Jul 21 2014 7:31PM
San Jose | San Jose -> ETSR1 -> Row K -> K2 | K2 | RU#39 | blanking panel |  | APC | NetShelter | AR8107BLK-1U | APC974 |  |  |  | Sep 10 2015 6:24PM
San Jose | San Jose -> ETSR1 -> Row K -> K2 | K2 | RU#38 | SNJSWAAS-CM-2 |  | Cisco Systems | Wide Area Application Virtualization Engine | WAVE-294-K9 | CSCY914 | FCH18027 | 3131390 |  | Sep 10 2015 6:24PM
San Jose | San Jose -> ETSR1 -> Row K -> K2 | K2 | RU#36 | blanking panel |  | APC | NetShelter | AR8107BLK-1U | APC974 |  |  |  | Sep 10 2015 6:24PM
San Jose | San Jose -> ETSR1 -> Row K -> K2 | K2 | RU#32 | blanking panel |  | APC | NetShelter | AR8107BLK-4U | APC976 |  |  |  | Sep 10 2015 6:24PM
San Jose | San Jose -> ETSR1 -> Row K -> K2 | K2 | RU#29 | AMS 2000 Standard Disk Expansion Tray |  | Hitachi Data Systems | AMS Series | AMS 2000 Standard Disk Expansion Tray | HDS214 | 89314162 |  |  | Jun 17 2014 6:10PM
San Jose | San Jose -> ETSR1 -> Row K -> K2 | K2 | RU#26 | AMS 2000 Standard Disk Expansion Tray |  | Hitachi Data Systems | AMS Series | AMS 2000 Standard Disk Expansion Tray | HDS214 | 89313922 |  |  | Jun 17 2014 6:09PM
San Jose | San Jose -> ETSR1 -> Row K -> K2 | K2 | RU#23 | SJHDS24-SHELF7 | STORAGE SERVICES | Hitachi Data Systems | AMS Series | AMS 2000 Standard Disk Expansion Tray | HDS214 | 89049285 |  | N/A | May 30 2014 5:26PM
San Jose | San Jose -> ETSR1 -> Row K -> K2 | K2 | RU#21 | blanking panel |  | APC | NetShelter | AR8101BLK-2U | APC970 |  |  |  | May 30 2014 5:26PM
San Jose | San Jose -> ETSR1 -> Row K -> K2 | K2 | RU#19 | blanking panel |  | APC | NetShelter | AR8101BLK-2U | APC970 |  |  |  | May 30 2014 5:26PM
San Jose | San Jose -> ETSR1 -> Row K -> K2 | K2 | RU#17 | blanking panel |  | APC | NetShelter | AR8101BLK-2U | APC970 |  |  |  | May 30 2014 5:26PM
San Jose | San Jose -> ETSR1 -> Row K -> K2 | K2 | RU#14 | SJHDS24-SHELF6 | STORAGE SERVICES | Hitachi Data Systems | AMS Series | AMS 2000 Standard Disk Expansion Tray | HDS214 | 89084801 |  | N/A | May 30 2014 5:26PM
San Jose | San Jose -> ETSR1 -> Row K -> K2 | K2 | RU#11 | SJHDS24-SHELF5 | STORAGE SERVICES | Hitachi Data Systems | AMS Series | AMS 2000 Standard Disk Expansion Tray | HDS214 | 89062920 |  | N/A | May 30 2014 5:25PM
San Jose | San Jose -> ETSR1 -> Row K -> K3 | K3 | RU#09 | blanking panel |  | APC | NetShelter | AR8101BLK-4U | APC971 |  |  |  | May 30 2014 5:27PM
San Jose | San Jose -> ETSR1 -> Row K -> K3 | K3 | RU#01 | blanking panel |  | APC | NetShelter | AR8101BLK-8U | APC972 |  |  |  | May 30 2014 5:26PM
San Jose | San Jose -> ETSR1 -> Row K -> K3 | K3 | InOutPlug#2 | ETSR1K3PDUA | DATA CENTER OPERATIONS | Raritan Computer | Dominion PX | PX-5522 | RCI293 | PXR1450027 |  | 10.4.189.119 | May 30 2014 5:26PM
San Jose | San Jose -> ETSR1 -> Row K -> K3 | K3 | InOutPlug#1 | ETSR1K3PDUB | DATA CENTER OPERATIONS | Raritan Computer | Dominion PX | PX-5522 | RCI293 | PXR1650006 |  | 10.4.189.120 | May 30 2014 5:26PM
San Jose | San Jose -> ETSR1 -> Row K -> K3 | K3 | RU#43 | blanking panel |  | APC | NetShelter | AR8101BLK-2U | APC970 |  |  |  | Jul 21 2014 7:29PM
San Jose | San Jose -> ETSR1 -> Row K -> K3 | K3 | RU#42 | CONEAST9 | DATA CENTER OPERATIONS | Cyclades | AlterPath | ATP0200 | CYCL045 |  |  | 153.32.23.208 | May 30 2014 5:28PM
San Jose | San Jose -> ETSR1 -> Row K -> K3 | K3 | RU#41 | cable manager |  | Chatsworth Products | Cable Management | 30139-719 | CHPR534 |  |  |  | May 30 2014 5:28PM
San Jose | San Jose -> ETSR1 -> Row K -> K3 | K3 | RU#40 | SJET6SR1-LABADMSB | NETWORK SERVICES | Juniper Networks | EX Series | EX2200-48T-4G | JUNP900 | CU0213530210 |  |  | May 30 2014 5:28PM
San Jose | San Jose -> ETSR1 -> Row K -> K3 | K3 | RU#39 | cable manager |  | Chatsworth Products | Cable Management | 30139-719 | CHPR534 |  |  |  | May 30 2014 5:28PM
San Jose | San Jose -> ETSR1 -> Row K -> K3 | K3 | RU#38 | blanking panel |  | APC | NetShelter | AR8101BLK-1U | APC969 |  |  |  | Jul 21 2014 7:29PM
San Jose | San Jose -> ETSR1 -> Row K -> K3 | K3 | RU#37 | blanking panel |  | APC | NetShelter | AR8101BLK-1U | APC969 |  |  |  | May 30 2014 5:28PM
San Jose | San Jose -> ETSR1 -> Row K -> K3 | K3 | RU#36 | SJET6SR1-LABTORSA | NETWORK SERVICES | Juniper Networks | EX Series | EX 4200-48T | JUNP617 | BP0211355635 | 3112192 | 10.4.188.14 | May 30 2014 5:28PM
San Jose | San Jose -> ETSR1 -> Row K -> K3 | K3 | RU#35 | blanking panel |  | APC | NetShelter | AR8101BLK-1U | APC969 |  |  |  | May 30 2014 5:28PM
San Jose | San Jose -> ETSR1 -> Row K -> K3 | K3 | RU#33 | SJET6SR1-LABCSA | NETWORK SERVICES | Juniper Networks | EX Series | EX4500 | JUNP757 | GX0211284848 | 3112509 | 10.4.188.10 | May 30 2014 5:28PM
San Jose | San Jose -> ETSR1 -> Row K -> K3 | K3 | RU#32 | blanking panel |  | APC | NetShelter | AR8101BLK-1U | APC969 |  |  |  | May 30 2014 5:28PM
San Jose | San Jose -> ETSR1 -> Row K -> K3 | K3 | RU#30 | SJET6SR1-LABCSB | NETWORK SERVICES | Juniper Networks | EX Series | EX4500 | JUNP757 | GX0211284884 | 3112192 | 10.4.188.11 | May 30 2014 5:28PM
San Jose | San Jose -> ETSR1 -> Row K -> K3 | K3 | RU#29 | blanking panel |  | APC | NetShelter | AR8101BLK-1U | APC969 |  |  |  | May 30 2014 5:27PM
San Jose | San Jose -> ETSR1 -> Row K -> K3 | K3 | RU#26 | SJET6SR1-LABFW1 |  | Juniper Networks | SRX Series | SRX1400 | JUNP805 | BH2211AA0028 | 3112509 | NA | May 30 2014 5:27PM
San Jose | San Jose -> ETSR1 -> Row K -> K3 | K3 | RU#23 | SJET6SR1-LABFW2 |  | Juniper Networks | SRX Series | SRX1400 | JUNP805 | BH2211AA0025 | 3112192 | 10.4.188.13 | May 30 2014 5:27PM
San Jose | San Jose -> ETSR1 -> Row K -> K3 | K3 | RU#21 | blanking panel |  | APC | NetShelter | AR8101BLK-1U | APC969 |  |  |  | May 30 2014 5:27PM
San Jose | San Jose -> ETSR1 -> Row K -> K3 | K3 | RU#18 | blanking panel |  | APC | NetShelter | AR8101BLK-2U | APC970 |  |  |  | May 30 2014 5:27PM
San Jose | San Jose -> ETSR1 -> Row K -> K3 | K3 | RU#17 | SJCIAASIBX01 | Cooling | Infoblox | DNS | Infoblox-1552 | IFBX011 | 1108201108100070 | 3112508 | 10.5.228.243 | May 30 2014 5:27PM
San Jose | San Jose -> ETSR1 -> Row K -> K3 | K3 | RU#16 | blanking panel |  | APC | NetShelter | AR8101BLK-1U | APC969 |  |  |  | May 30 2014 5:27PM
San Jose | San Jose -> ETSR1 -> Row K -> K3 | K3 | RU#15 | SJCIAASIBX02 | DIRECTORY SERVICES | Infoblox | DNS | Infoblox-1552 | IFBX011 | 1108201108100070 | 3112197 | 10.5.228.24 | May 30 2014 5:27PM
San Jose | San Jose -> ETSR1 -> Row K -> K3 | K3 | RU#13 | LA1670-01 | STORAGE SERVICES | EMC | Data Domain | DD670 | EMCC484 | TWGA317B028 | NA | 10.4.189.78, 10.5.227.62 | May 30 2014 5:27PM
San Jose | San Jose -> ETSR1 -> Row K -> K4 | K4 | RU#01 | SJ1HCA010 | SERVER SERVICES | Hewlett-Packard | C-Class | 412152-B21 | HEPA586 | USE143JBAZ | NA | 10.4.188.17, 10.4.188.18 | May 30 2014 5:28PM
San Jose | San Jose -> ETSR1 -> Row K -> K4 | K4 | InOutPlug#2 | ETSR1K4PDUA | DATA CENTER OPERATIONS | Raritan Computer | Dominion PX | PX-5522 | RCI293 | PXR1650008 |  | 10.4.189.121 | May 30 2014 5:28PM
San Jose | San Jose -> ETSR1 -> Row K -> K4 | K4 | InOutPlug#1 | ETSR1K4PDUB | DATA CENTER OPERATIONS | Raritan Computer | Dominion PX | PX-5522 | RCI293 | PXR1650013 |  | 10.4.189.122 | May 30 2014 5:28PM
San Jose | San Jose -> ETSR1 -> Row K -> K4 | K4 | RU#44 | blanking panel |  | APC | NetShelter | AR8101BLK-1U | APC969 |  |  |  | Jul 21 2014 7:27PM
San Jose | San Jose -> ETSR1 -> Row K -> K4 | K4 | RU#40 | blanking panel |  | APC | NetShelter | AR8101BLK-4U | APC971 |  |  |  | Jul 21 2014 7:27PM
San Jose | San Jose -> ETSR1 -> Row K -> K4 | K4 | RU#39 | blanking panel |  | APC | NetShelter | AR8101BLK-1U | APC969 |  |  |  | Sep 30 2015 3:37PM
San Jose | San Jose -> ETSR1 -> Row K -> K4 | K4 | RU#31 | blanking panel |  | APC | NetShelter | AR8101BLK-8U | APC972 |  |  |  | Sep 30 2015 3:37PM
San Jose | San Jose -> ETSR1 -> Row K -> K4 | K4 | RU#30 | cable manager |  | Leviton Voice and Data | Cable Management | 49254-BC1 | LEVI110 |  |  |  | Jan 19 2015 7:09PM
San Jose | San Jose -> ETSR1 -> Row K -> K4 | K4 | RU#29 | SJ2VCM001 |  | F5 Networks | BIG-IP | BIG-IP 5250v | F5LA151 | F5-XZBV-ICXE | 100214003 | 10.4.188.167 | Jan 19 2015 7:09PM
San Jose | San Jose -> ETSR1 -> Row K -> K4 | K4 | RU#28 | SJ2VCM002 |  | F5 Networks | BIG-IP | BIG-IP 5250v | F5LA151 | F5-CXCD-YYPI | 100214002 | 10.4.188.168 | Jan 19 2015 7:09PM
San Jose | San Jose -> ETSR1 -> Row K -> K4 | K4 | RU#27 | blanking panel |  | APC | NetShelter | AR8101BLK-1U | APC969 |  |  |  | Jan 19 2015 7:09PM
San Jose | San Jose -> ETSR1 -> Row K -> K4 | K4 | RU#25 | blanking panel |  | APC | NetShelter | AR8101BLK-2U | APC970 |  |  |  | May 30 2014 5:29PM
San Jose | San Jose -> ETSR1 -> Row K -> K4 | K4 | RU#23 | blanking panel |  | APC | NetShelter | AR8101BLK-2U | APC970 |  |  |  | May 30 2014 5:29PM
San Jose | San Jose -> ETSR1 -> Row K -> K4 | K4 | RU#21 | blanking panel |  | APC | NetShelter | AR8101BLK-2U | APC970 |  |  |  | May 30 2014 5:29PM
San Jose | San Jose -> ETSR1 -> Row K -> K4 | K4 | RU#19 | blanking panel |  | APC | NetShelter | AR8101BLK-2U | APC970 |  |  |  | May 30 2014 5:29PM
San Jose | San Jose -> ETSR1 -> Row K -> K4 | K4 | RU#17 | blanking panel |  | APC | NetShelter | AR8101BLK-2U | APC970 |  |  |  | May 30 2014 5:29PM
San Jose | San Jose -> ETSR1 -> Row K -> K4 | K4 | RU#15 | blanking panel |  | APC | NetShelter | AR8101BLK-2U | APC970 |  |  |  | May 30 2014 5:29PM
San Jose | San Jose -> ETSR1 -> Row K -> K4 | K4 | RU#13 | blanking panel |  | APC | NetShelter | AR8101BLK-2U | APC970 |  |  |  | May 30 2014 5:29PM
San Jose | San Jose -> ETSR1 -> Row K -> K4 | K4 | RU#11 | blanking panel |  | APC | NetShelter | AR8101BLK-2U | APC970 |  |  |  | May 30 2014 5:29PM
San Jose | San Jose -> ETSR1 -> Row K -> K5 | K5 | RU#08 | TELE-1 | STORAGE SERVICES | SUN Microsystems | Sun Fire | V445 | SUN946 | 0708BD0721 |  | 153.32.24.188 | May 30 2014 5:30PM
San Jose | San Jose -> ETSR1 -> Row K -> K5 | K5 | RU#06 | Blanking Panel |  | APC | NetShelter | AR8101BLK-2U | APC970 |  |  |  | Oct 8 2014 4:16PM
San Jose | San Jose -> ETSR1 -> Row K -> K5 | K5 | RU#04 | Blanking Panel |  | APC | NetShelter | AR8101BLK-2U | APC970 |  |  |  | Oct 8 2014 4:16PM
San Jose | San Jose -> ETSR1 -> Row K -> K5 | K5 | RU#03 | blanking panel |  | APC | NetShelter | AR8101BLK-1U | APC969 |  |  |  | May 30 2014 5:29PM
San Jose | San Jose -> ETSR1 -> Row K -> K5 | K5 | RU#01 | blanking panel |  | APC | NetShelter | AR8101BLK-2U | APC970 |  |  |  | May 30 2014 5:29PM
San Jose | San Jose -> ETSR1 -> Row K -> K5 | K5 | InOutPlug#2 | ETSR1K5PDUA | DATA CENTER OPERATIONS | Raritan Computer | Dominion PX | PX-5522 | RCI293 | PXR1650014 |  | 10.4.189.123 | May 30 2014 5:29PM
San Jose | San Jose -> ETSR1 -> Row K -> K5 | K5 | InOutPlug#1 | ETSR1K5PDUB | DATA CENTER OPERATIONS | Raritan Computer | Dominion PX | PX-5522 | RCI293 | PXR1650029 |  | 10.4.189.124 | May 30 2014 5:29PM
San Jose | San Jose -> ETSR1 -> Row K -> K5 | K5 | RU#44 | blanking panel |  | APC | NetShelter | AR8101BLK-1U | APC969 |  |  |  | Jul 21 2014 7:24PM
San Jose | San Jose -> ETSR1 -> Row K -> K5 | K5 | RU#40 | blanking panel |  | APC | NetShelter | AR8101BLK-4U | APC971 |  |  |  | Jul 21 2014 7:24PM
San Jose | San Jose -> ETSR1 -> Row K -> K5 | K5 | RU#39 | SJE06CTI | NETWORK SERVICES | Cisco Systems | Catalyst 4900 | WS-C4948-10GE | CISO742 | FOX1151G3AV |  |  | May 30 2014 5:31PM
San Jose | San Jose -> ETSR1 -> Row K -> K5 | K5 | RU#38 | blanking panel |  | APC | NetShelter | AR8101BLK-1U | APC969 |  |  |  | Jul 21 2014 7:24PM
San Jose | San Jose -> ETSR1 -> Row K -> K5 | K5 | RU#37 | Blanking Panel |  | APC | NetShelter | AR8101BLK-1U | APC969 |  |  |  | Oct 8 2014 4:16PM
San Jose | San Jose -> ETSR1 -> Row K -> K5 | K5 | RU#36 | SJE6SR1-LABADMSB |  | Juniper Networks | EX Series | EX2200-48T-4G | JUNP900 |  |  |  | Oct 7 2014 12:08PM
San Jose | San Jose -> ETSR1 -> Row K -> K5 | K5 | RU#35 | POC-2K-1GE |  | Cisco Systems | Nexus 2000 Series | N2K-C2248TP-BUN | CSSY176 | CMMDU00ARB |  |  | Oct 7 2014 12:08PM
San Jose | San Jose -> ETSR1 -> Row K -> K5 | K5 | RU#34 | POC-5K-A |  | Cisco Systems | Nexus 5000 Series | N5K-C5548UP-FA | CSCY643 | SSI1742064A |  |  | Oct 7 2014 12:08PM
San Jose | San Jose -> ETSR1 -> Row K -> K5 | K5 | RU#32 | POC-5K-B |  | Cisco Systems | Nexus 5000 Series | N5K-C5596UP-FA | CSCY543 | FOX1723GETP |  |  | Oct 7 2014 12:08PM
San Jose | San Jose -> ETSR1 -> Row K -> K5 | K5 | RU#30 | WIRED-1 | SERVER SERVICES | SUN Microsystems | Sun Fire | V245 | SUN903 | 0708FL403W |  | 153.32.24.184 | May 30 2014 5:31PM
San Jose | San Jose -> ETSR1 -> Row K -> K5 | K5 | RU#28 | Blanking Panel |  | APC | NetShelter | AR8101BLK-2U | APC970 |  |  |  | Oct 8 2014 4:16PM
San Jose | San Jose -> ETSR1 -> Row K -> K5 | K5 | RU#26 | Blanking Panel |  | APC | NetShelter | AR8101BLK-2U | APC970 |  |  |  | Oct 8 2014 4:16PM
San Jose | San Jose -> ETSR1 -> Row K -> K5 | K5 | RU#22 | TELE-2 | SERVER SERVICES | SUN Microsystems | Sun Fire | V445 | SUN946 | 0708BD072E |  | 153.32.24.189 | May 30 2014 5:30PM
San Jose | San Jose -> ETSR1 -> Row K -> K5 | K5 | RU#20 | WIRED-2 | STORAGE SERVICES | SUN Microsystems | Sun Fire | V245 | SUN903 | 0708FL4041 |  | 153.32.24.185 | May 30 2014 5:30PM
San Jose | San Jose -> ETSR1 -> Row K -> K5 | K5 | RU#18 | cable manager |  | Leviton Voice and Data | Interbay | 49253-BCM | LEVI067 |  |  |  | May 30 2014 5:30PM
San Jose | San Jose -> ETSR1 -> Row K -> K5 | K5 | RU#17 | Blanking Panel |  | APC | NetShelter | AR8101BLK-1U | APC969 |  |  |  | Oct 8 2014 4:16PM
San Jose | San Jose -> ETSR1 -> Row K -> K5 | K5 | RU#15 | Blanking Panel |  | APC | NetShelter | AR8101BLK-2U | APC970 |  |  |  | Oct 8 2014 4:16PM
San Jose | San Jose -> ETSR1 -> Row K -> K5 | K5 | RU#13 | Blanking Panel |  | APC | NetShelter | AR8101BLK-2U | APC970 |  |  |  | Oct 8 2014 4:16PM
San Jose | San Jose -> ETSR1 -> Row K -> K5 | K5 | RU#12 | Blanking Panel |  | APC | NetShelter | AR8101BLK-1U | APC969 |  |  |  | Oct 8 2014 4:16PM
San Jose | San Jose -> ETSR1 -> Row L -> L1 | L1 | RU#08 | blanking panel |  | APC | NetShelter | AR8101BLK-2U | APC970 |  |  |  | May 30 2014 5:31PM
San Jose | San Jose -> ETSR1 -> Row L -> L1 | L1 | RU#06 | blanking panel |  | APC | NetShelter | AR8101BLK-2U | APC970 |  |  |  | May 30 2014 5:31PM
San Jose | San Jose -> ETSR1 -> Row L -> L1 | L1 | RU#05 | blanking panel |  | APC | NetShelter | AR8101BLK-1U | APC969 |  |  |  | Jul 21 2014 7:17PM
San Jose | San Jose -> ETSR1 -> Row L -> L1 | L1 | RU#03 | ETSR1L1PDUA | DATA CENTER OPERATIONS | Raritan Computer | Dominion PX | PX2-5940 | RCI304 | QN13C50009 |  | 10.5.65.176 | Jun 4 2014 2:49PM
San Jose | San Jose -> ETSR1 -> Row L -> L1 | L1 | RU#01 | ETSR1L1PDUB | DATA CENTER OPERATIONS | Raritan Computer | Dominion PX | PX2-5940 | RCI304 | QN13C50007 |  | 10.5.65.177 | Jun 4 2014 2:49PM
San Jose | San Jose -> ETSR1 -> Row L -> L1 | L1 | RU#43 | blanking panel |  | APC | NetShelter | AR8101BLK-2U | APC970 |  |  |  | Jul 21 2014 7:17PM
San Jose | San Jose -> ETSR1 -> Row L -> L1 | L1 | RU#39 | blanking panel |  | APC | NetShelter | AR8101BLK-4U | APC971 |  |  |  | Jul 21 2014 7:17PM
San Jose | San Jose -> ETSR1 -> Row L -> L1 | L1 | RU#38 | blanking panel |  | APC | NetShelter | AR8101BLK-1U | APC969 |  |  |  | Jul 21 2014 7:17PM
San Jose | San Jose -> ETSR1 -> Row L -> L1 | L1 | RU#36 | fiber patch panel |  | Generic Equipment Set | Panel | Blank 2U Panel | GENR260 |  |  |  | May 30 2014 5:34PM
San Jose | San Jose -> ETSR1 -> Row L -> L1 | L1 | RU#34 | blanking panel |  | APC | NetShelter | AR8101BLK-2U | APC970 |  |  |  | May 30 2014 5:34PM
San Jose | San Jose -> ETSR1 -> Row L -> L1 | L1 | RU#33 | blanking panel |  | APC | NetShelter | AR8101BLK-1U | APC969 |  |  |  | Jul 21 2014 7:17PM
San Jose | San Jose -> ETSR1 -> Row L -> L1 | L1 | RU#31 | SJET1F2B01 | STORAGE SERVICES | Brocade Communications Systems | Switches | 5300 | BROC111 | CHQ2530J00D |  |  | May 30 2014 5:34PM
San Jose | San Jose -> ETSR1 -> Row L -> L1 | L1 | RU#30 | blanking panel |  | APC | NetShelter | AR8101BLK-1U | APC969 |  |  |  | Jul 21 2014 7:17PM
San Jose | San Jose -> ETSR1 -> Row L -> L1 | L1 | RU#28 | SJET1F1SW05 | STORAGE SERVICES | Brocade Communications Systems | Switches | 5300 | BROC111 | AHX0634E002 |  | 10.4.189.108 | May 30 2014 5:33PM
San Jose | San Jose -> ETSR1 -> Row L -> L1 | L1 | RU#26 | blanking panel |  | APC | NetShelter | AR8101BLK-2U | APC970 |  |  |  | May 30 2014 5:32PM
San Jose | San Jose -> ETSR1 -> Row L -> L1 | L1 | RU#24 | SJET1F2SW05 | STORAGE SERVICES | Brocade Communications Systems | Switches | 5300 | BROC111 | AHX0634E001 |  | 10.4.189.109 | May 30 2014 5:32PM
San Jose | San Jose -> ETSR1 -> Row L -> L1 | L1 | RU#22 | blanking panel |  | APC | NetShelter | AR8101BLK-2U | APC970 |  |  |  | May 30 2014 5:32PM
San Jose | San Jose -> ETSR1 -> Row L -> L1 | L1 | RU#20 | blanking panel |  | APC | NetShelter | AR8101BLK-2U | APC970 |  |  |  | May 30 2014 5:32PM
San Jose | San Jose -> ETSR1 -> Row L -> L1 | L1 | RU#18 | blanking panel |  | APC | NetShelter | AR8101BLK-2U | APC970 |  |  |  | May 30 2014 5:32PM
San Jose | San Jose -> ETSR1 -> Row L -> L1 | L1 | RU#16 | blanking panel |  | APC | NetShelter | AR8101BLK-2U | APC970 |  |  |  | May 30 2014 5:32PM
San Jose | San Jose -> ETSR1 -> Row L -> L1 | L1 | RU#14 | blanking panel |  | APC | NetShelter | AR8101BLK-2U | APC970 |  |  |  | May 30 2014 5:32PM
San Jose | San Jose -> ETSR1 -> Row L -> L1 | L1 | RU#12 | blanking panel |  | APC | NetShelter | AR8101BLK-2U | APC970 |  |  |  | May 30 2014 5:32PM
San Jose | San Jose -> ETSR1 -> Row L -> L1 | L1 | RU#10 | blanking panel |  | APC | NetShelter | AR8101BLK-2U | APC970 |  |  |  | May 30 2014 5:31PM
San Jose | San Jose -> ETSR1 -> Row L -> L2 | L2 | RU#01 | SJ1DCA001 | VPT SERVICES | Dell Computer | PowerEdge M-Series | PowerEdge M1000e | DELC001 |  | 3112190 | 10.5.250.11 | Jun 4 2014 12:12PM
San Jose | San Jose -> ETSR1 -> Row L -> L2 | L2 | InOutPlug#2 | ETSR1L2PDUA | DATA CENTER OPERATIONS | Raritan Computer | Dominion PX | PX-5522 | RCI293 | PXR1650010 |  | 10.5.65.178 | Jun 4 2014 12:12PM
San Jose | San Jose -> ETSR1 -> Row L -> L2 | L2 | InOutPlug#1 | ETSR1L2PDUB | DATA CENTER OPERATIONS | Raritan Computer | Dominion PX | PX-5522 | RCI293 | PXR1650007 |  | 10.5.65.179 | Jun 4 2014 12:12PM
San Jose | San Jose -> ETSR1 -> Row L -> L2 | L2 | RU#43 | blanking panel |  | APC | NetShelter | AR8101BLK-2U | APC970 |  |  |  | Jul 21 2014 7:11PM
San Jose | San Jose -> ETSR1 -> Row L -> L2 | L2 | RU#39 | blanking panel |  | APC | NetShelter | AR8101BLK-4U | APC971 |  |  |  | Jul 21 2014 7:11PM
San Jose | San Jose -> ETSR1 -> Row L -> L2 | L2 | RU#38 | blanking panel |  | APC | NetShelter | AR8101BLK-1U | APC969 |  |  |  | Jul 21 2014 7:11PM
San Jose | San Jose -> ETSR1 -> Row L -> L2 | L2 | RU#36 | DEVSTOR6 |  | Isilon Systems | S-Series | IQ 5000S-SSD | ISLN035 |  |  |  | Jun 6 2014 3:28PM
San Jose | San Jose -> ETSR1 -> Row L -> L2 | L2 | RU#34 | DEVSTOR5 | STORAGE SERVICES | Isilon Systems | S-Series | IQ 5000S-SSD | ISLN035 |  | 3109378 | 10.5.248.62 | Jun 4 2014 12:13PM
San Jose | San Jose -> ETSR1 -> Row L -> L2 | L2 | RU#32 | DEVSTOR4 |  | Isilon Systems | S-Series | IQ 5000S-SSD | ISLN035 |  |  |  | Jun 6 2014 3:28PM
San Jose | San Jose -> ETSR1 -> Row L -> L2 | L2 | RU#30 | DEVSTOR3 | STORAGE SERVICES | Isilon Systems | IQ Series | IQ 3000i | ISLN004 |  | 3103995 | 10.5.224.63 | Jun 4 2014 12:13PM
San Jose | San Jose -> ETSR1 -> Row L -> L2 | L2 | RU#28 | DEVSTOR2 | STORAGE SERVICES | Isilon Systems | IQ Series | IQ 3000i | ISLN004 |  |  | 10.5.224.62 | Jun 4 2014 12:13PM
San Jose | San Jose -> ETSR1 -> Row L -> L2 | L2 | RU#26 | DEVSTOR1 | STORAGE SERVICES | Isilon Systems | IQ Series | IQ 3000i | ISLN004 |  |  | 10.5.224.61 | Jun 4 2014 12:13PM
San Jose | San Jose -> ETSR1 -> Row L -> L2 | L2 | RU#25 | shelf |  | Generic Equipment Set | Shelf | 19 Inch 1U Shelf | GENR944 |  |  |  | Jun 4 2014 12:13PM
San Jose | San Jose -> ETSR1 -> Row L -> L2 | L2 | RU#24 | DEVSTOR-BACKUP | STORAGE SERVICES | Isilon Systems | IQ Series | IQ Accelerator | ISLN011 |  | 3112194 | 10.5.224.64 | Jun 4 2014 12:13PM
San Jose | San Jose -> ETSR1 -> Row L -> L2 | L2 | RU#23 | cable manager |  | Chatsworth Products | Cable Management | 30139-719 | CHPR534 |  |  |  | Jun 4 2014 12:13PM
San Jose | San Jose -> ETSR1 -> Row L -> L2 | L2 | RU#22 | INFINIBAN SWITCH A | STORAGE SERVICES | Flextronics | InfiniBand | F-X430046 | FLXT002 |  |  | NA | Jun 4 2014 12:13PM
San Jose | San Jose -> ETSR1 -> Row L -> L2 | L2 | RU#21 | INFINIBAN SWITCH B | STORAGE SERVICES | Flextronics | InfiniBand | F-X430046 | FLXT002 |  |  | NA | Jun 4 2014 12:13PM
San Jose | San Jose -> ETSR1 -> Row L -> L2 | L2 | RU#20 | cable manager |  | Chatsworth Products | Cable Management | 30139-719 | CHPR534 |  |  |  | Jun 4 2014 12:13PM
San Jose | San Jose -> ETSR1 -> Row L -> L2 | L2 | RU#19 | blanking panel |  | APC | NetShelter | AR8101BLK-1U | APC969 |  |  |  | Jul 21 2014 7:11PM
San Jose | San Jose -> ETSR1 -> Row L -> L2 | L2 | RU#18 | INFINIBAN SWITCH C | STORAGE SERVICES | Flextronics | InfiniBand | F-X430046 | FLXT002 |  |  | NA | Jun 4 2014 12:13PM
San Jose | San Jose -> ETSR1 -> Row L -> L2 | L2 | RU#16 | SJ1ISIDEV1 | STORAGE SERVICES | Isilon Systems | X-Series | IQ 12000X | ISLN026 | G104400075J |  | 10.5.228.185 | Jun 4 2014 12:13PM
San Jose | San Jose -> ETSR1 -> Row L -> L2 | L2 | RU#14 | SJ1ISIDEV2 | STORAGE SERVICES | Isilon Systems | X-Series | IQ 12000X | ISLN026 | G104400061J |  | 10.5.228.186 | Jun 4 2014 12:13PM
San Jose | San Jose -> ETSR1 -> Row L -> L2 | L2 | RU#12 | SJ1ISIDEV3 | STORAGE SERVICES | Isilon Systems | X-Series | IQ 12000X | ISLN026 | G104400091J |  | 10.5.228.187 | Jun 4 2014 12:12PM
San Jose | San Jose -> ETSR1 -> Row L -> L2 | L2 | RU#11 | blanking panel | SERVER SERVICES | APC | NetShelter | AR8101BLK-1U | APC969 |  |  |  | Jun 4 2014 12:12PM
San Jose | San Jose -> ETSR1 -> Row L -> L2 -> SJ1DCA001 | SJ1DCA001 | Slot#8 | SJ1DBA008 | SERVER SERVICES | Dell Computer | PowerEdge M-Series | PowerEdge M910 | DELC565 | C08FSS1 |  |  | Jun 4 2014 12:23PM
San Jose | San Jose -> ETSR1 -> Row L -> L2 -> SJ1DCA001 | SJ1DCA001 | Slot#7 | SJ1DBA007 | SERVER SERVICES | Dell Computer | PowerEdge M-Series | PowerEdge M910 | DELC565 | B08FSS1 |  |  | Jun 4 2014 12:23PM
San Jose | San Jose -> ETSR1 -> Row L -> L2 -> SJ1DCA001 | SJ1DCA001 | Slot#6 | SJ1DBA006 | SERVER SERVICES | Dell Computer | PowerEdge M-Series | PowerEdge M910 | DELC565 | 908FSS1 |  |  | Jun 4 2014 12:24PM
San Jose | San Jose -> ETSR1 -> Row L -> L2 -> SJ1DCA001 | SJ1DCA001 | Slot#5 | SJ1DBA005 | SERVER SERVICES | Dell Computer | PowerEdge M-Series | PowerEdge M910 | DELC565 | J08FSS1 |  |  | Jun 4 2014 12:24PM
San Jose | San Jose -> ETSR1 -> Row L -> L2 -> SJ1DCA001 | SJ1DCA001 | Slot#4 | Dell: PowerEdge M910 #4 | SERVER SERVICES | Dell Computer | PowerEdge M-Series | PowerEdge M910 | DELC565 |  |  |  | Jun 4 2014 12:23PM
San Jose | San Jose -> ETSR1 -> Row L -> L2 -> SJ1DCA001 | SJ1DCA001 | Slot#3 | Dell: PowerEdge M910 #3 | SERVER SERVICES | Dell Computer | PowerEdge M-Series | PowerEdge M910 | DELC565 |  |  |  | Jun 4 2014 12:22PM
San Jose | San Jose -> ETSR1 -> Row L -> L2 -> SJ1DCA001 | SJ1DCA001 | Slot#2 | Dell: PowerEdge M910 #2 | SERVER SERVICES | Dell Computer | PowerEdge M-Series | PowerEdge M910 | DELC565 |  |  |  | Jun 4 2014 12:20PM
San Jose | San Jose -> ETSR1 -> Row L -> L2 -> SJ1DCA001 | SJ1DCA001 | Slot#1 | Dell: PowerEdge M910 #1 | SERVER SERVICES | Dell Computer | PowerEdge M-Series | PowerEdge M910 | DELC565 |  |  |  | Jun 4 2014 12:15PM
San Jose | San Jose -> ETSR1 -> Row L -> L3 | L3 | RU#09 | Blanking Panel |  | APC | NetShelter | AR8101BLK-2U | APC970 |  |  |  | Oct 8 2014 4:34PM
San Jose | San Jose -> ETSR1 -> Row L -> L3 | L3 | RU#07 | Blanking Panel |  | APC | NetShelter | AR8101BLK-2U | APC970 |  |  |  | Oct 8 2014 4:34PM
San Jose | San Jose -> ETSR1 -> Row L -> L3 | L3 | RU#05 | blanking panel |  | APC | NetShelter | AR8101BLK-2U | APC970 |  |  |  | May 30 2014 5:36PM
San Jose | San Jose -> ETSR1 -> Row L -> L3 | L3 | RU#03 | blanking panel |  | APC | NetShelter | AR8101BLK-2U | APC970 |  |  |  | May 30 2014 5:36PM
San Jose | San Jose -> ETSR1 -> Row L -> L3 | L3 | RU#01 | blanking panel |  | APC | NetShelter | AR8101BLK-2U | APC970 |  |  |  | May 30 2014 5:36PM
San Jose | San Jose -> ETSR1 -> Row L -> L3 | L3 | InOutPlug#2 | ETSR1L3PDUA | DATA CENTER OPERATIONS | Raritan Computer | Dominion PX | PX-5522 | RCI293 | OB62150028 |  | 10.5.65.180 | May 30 2014 5:35PM
San Jose | San Jose -> ETSR1 -> Row L -> L3 | L3 | InOutPlug#1 | ETSR1L3PDUB | DATA CENTER OPERATIONS | Raritan Computer | Dominion PX | PX-5522 | RCI293 | OB62150005 |  | 10.5.65.181 | May 30 2014 5:35PM
San Jose | San Jose -> ETSR1 -> Row L -> L3 | L3 | RU#41 | blanking panel |  | APC | NetShelter | AR8101BLK-4U | APC971 |  |  |  | Jul 21 2014 7:09PM
San Jose | San Jose -> ETSR1 -> Row L -> L3 | L3 | RU#40 | SNJSESR1-INTRATOR-L-SA | NETWORK SERVICES | Juniper Networks | EX Series | EX 4200-48T | JUNP617 | BP0212415225 |  |  | May 30 2014 5:37PM
San Jose | San Jose -> ETSR1 -> Row L -> L3 | L3 | RU#39 | cable manager |  | Chatsworth Products | Cable Management | 30139-719 | CHPR534 |  |  |  | May 30 2014 5:36PM
San Jose | San Jose -> ETSR1 -> Row L -> L3 | L3 | RU#38 | SJ2FEM001 | SERVER SERVICES | F5 Networks | Enterprise Manager | EM-4000 | F5LA064 | F5-QAXC-0C0J |  | 10.8.5.76, ilo=10.8.5.246 | Jul 23 2014 6:47PM
San Jose | San Jose -> ETSR1 -> Row L -> L3 | L3 | RU#37 | blanking panel |  | APC | NetShelter | AR8101BLK-1U | APC969 |  |  |  | May 30 2014 5:36PM
San Jose | San Jose -> ETSR1 -> Row L -> L3 | L3 | RU#35 | SJC-PA-CM2 |  | Palo Alto Networks | Panorama | M-100 Panorama | PLNO017 | 9201002090 |  |  | Sep 22 2015 3:55PM
San Jose | San Jose -> ETSR1 -> Row L -> L3 | L3 | RU#29 | ETSR1HPC1 | LAB SERVICES | Hewlett-Packard | ProLiant | DL380 G5 | HEPA633 | 2UX7190259 |  | NIC 10.5.228.145,ILO 10.5.228.146 | May 30 2014 5:36PM
San Jose | San Jose -> ETSR1 -> Row L -> L3 | L3 | RU#27 | ETSR1HPC2 | LAB SERVICES | Hewlett-Packard | ProLiant | DL380 G5 | HEPA633 | 2UX80307NV |  | etsr1hpc2 = 10.5.228.147,etsr1hpc2-ilo = 10.5.228.148 | May 30 2014 5:36PM
San Jose | San Jose -> ETSR1 -> Row L -> L3 | L3 | RU#25 | ETSR1HPC3 | LAB SERVICES | Hewlett-Packard | ProLiant | DL380 G5 | HEPA633 | 2UX81400S3 |  | etsr1hpc3 = 10.5.228.149,etsr1hpc3-ilo = 10.5.228.150 | May 30 2014 5:36PM
San Jose | San Jose -> ETSR1 -> Row L -> L3 | L3 | RU#22 | SJ1DRA173 |  | Dell Computer | PowerEdge R-Series | PowerEdge R730XD - Closed | DELM804 | C9WTR52 | 100214258 | DRAC: 10.4.188.118 | Aug 27 2015 3:35PM
San Jose | San Jose -> ETSR1 -> Row L -> L3 | L3 | RU#20 | SJ1DRA172 |  | Dell Computer | PowerEdge R-Series | PowerEdge R730XD - Closed | DELM804 | CSYRR52 | 100214257 | DRAC: 10.4.188.117 | Aug 27 2015 3:35PM
San Jose | San Jose -> ETSR1 -> Row L -> L3 | L3 | RU#17 | blanking panel |  | APC | NetShelter | AR8101BLK-2U | APC970 |  |  |  | May 30 2014 5:36PM
San Jose | San Jose -> ETSR1 -> Row L -> L3 | L3 | RU#15 | blanking panel |  | APC | NetShelter | AR8101BLK-2U | APC970 |  |  |  | May 30 2014 5:36PM
San Jose | San Jose -> ETSR1 -> Row L -> L3 | L3 | RU#13 | blanking panel |  | APC | NetShelter | AR8101BLK-2U | APC970 |  |  |  | May 30 2014 5:36PM
San Jose | San Jose -> ETSR1 -> Row L -> L3 | L3 | RU#11 | blanking panel |  | APC | NetShelter | AR8101BLK-2U | APC970 |  |  |  | May 30 2014 5:36PM
San Jose | San Jose -> ETSR1 -> Row L -> L4 | L4 | RU#02 | MEDUSA | SERVER SERVICES | SUN Microsystems | Sun Blade | Sun Blade 6000 | SUNM015 | 0815BD0E2A | NA | 153.32.72.164 | May 30 2014 5:37PM
San Jose | San Jose -> ETSR1 -> Row L -> L4 | L4 | RU#01 | blanking panel |  | APC | NetShelter | AR8101BLK-1U | APC969 |  |  |  | May 30 2014 5:37PM
San Jose | San Jose -> ETSR1 -> Row L -> L4 | L4 | InOutPlug#2 | ETSR1L4PDUA | DATA CENTER OPERATIONS | Raritan Computer | Dominion PX | PX-5522 | RCI293 | OB62150070 |  | 10.5.65.182 | May 30 2014 5:37PM
San Jose | San Jose -> ETSR1 -> Row L -> L4 | L4 | InOutPlug#1 | ETSR1L4PDUB | DATA CENTER OPERATIONS | Raritan Computer | Dominion PX | PX-5522 | RCI293 | OB62150004 |  | 10.5.65.183 | May 30 2014 5:37PM
San Jose | San Jose -> ETSR1 -> Row L -> L4 | L4 | RU#44 | blanking panel |  | APC | NetShelter | AR8101BLK-1U | APC969 |  |  |  | Jul 21 2014 7:07PM
San Jose | San Jose -> ETSR1 -> Row L -> L4 | L4 | RU#43 | SJESFSD | NETWORK SERVICES | Cisco Systems | Catalyst 2960 | WS-C2960G-48TC-L | CICO640 | F0C1620W1U4 | 3116979 | 153.32.21.39 | May 30 2014 5:38PM
San Jose | San Jose -> ETSR1 -> Row L -> L4 | L4 | RU#42 | SJESFSC | NETWORK SERVICES | Cisco Systems | Catalyst 2960 | WS-C2960G-48TC-L | CICO640 | F0C1620W1TP | 3116978 | 153.32.21.22 | May 30 2014 5:38PM
San Jose | San Jose -> ETSR1 -> Row L -> L4 | L4 | RU#41 | SNJSESR1-INTRATOR-L-SB | NETWORK SERVICES | Juniper Networks | EX Series | EX 4200-48T | JUNP617 | BP0212415259 |  | 10.5.65.36 | May 30 2014 5:38PM
San Jose | San Jose -> ETSR1 -> Row L -> L4 | L4 | RU#40 | cable manager |  | Chatsworth Products | Cable Management | 30139-719 | CHPR534 |  |  |  | May 30 2014 5:38PM
San Jose | San Jose -> ETSR1 -> Row L -> L4 | L4 | RU#39 | cable manager |  | Chatsworth Products | Cable Management | 30139-719 | CHPR534 |  |  |  | May 30 2014 5:38PM
San Jose | San Jose -> ETSR1 -> Row L -> L4 | L4 | RU#38 | cable manager |  | Chatsworth Products | Cable Management | 30139-719 | CHPR534 |  |  |  | May 30 2014 5:38PM
San Jose | San Jose -> ETSR1 -> Row L -> L4 | L4 | RU#37 | SJET1-HCP01 | STORAGE SERVICES | Super Micro Computer | SuperChassis | SC113TQ-700CB | SUPR759 | 1179 |  |  | May 30 2014 5:38PM
San Jose | San Jose -> ETSR1 -> Row L -> L4 | L4 | RU#36 | SJET1-HCP02 | STORAGE SERVICES | Super Micro Computer | SuperChassis | SC113TQ-700CB | SUPR759 | 1180 |  |  | May 30 2014 5:38PM
San Jose | San Jose -> ETSR1 -> Row L -> L4 | L4 | RU#34 | blanking panel |  | APC | NetShelter | AR8101BLK-2U | APC970 |  |  |  | May 30 2014 5:38PM
San Jose | San Jose -> ETSR1 -> Row L -> L4 | L4 | RU#32 | blanking panel |  | APC | NetShelter | AR8101BLK-2U | APC970 |  |  |  | May 30 2014 5:38PM
San Jose | San Jose -> ETSR1 -> Row L -> L4 | L4 | RU#30 | blanking panel |  | APC | NetShelter | AR8101BLK-2U | APC970 |  |  |  | May 30 2014 5:38PM
San Jose | San Jose -> ETSR1 -> Row L -> L4 | L4 | RU#28 | blanking panel |  | APC | NetShelter | AR8101BLK-2U | APC970 |  |  |  | May 30 2014 5:38PM
San Jose | San Jose -> ETSR1 -> Row L -> L4 | L4 | RU#26 | blanking panel |  | APC | NetShelter | AR8101BLK-2U | APC970 |  |  |  | May 30 2014 5:38PM
San Jose | San Jose -> ETSR1 -> Row L -> L4 | L4 | RU#24 | blanking panel |  | APC | NetShelter | AR8101BLK-2U | APC970 |  |  |  | May 30 2014 5:38PM
San Jose | San Jose -> ETSR1 -> Row L -> L4 | L4 | RU#22 | blanking panel |  | APC | NetShelter | AR8101BLK-2U | APC970 |  |  |  | May 30 2014 5:38PM
San Jose | San Jose -> ETSR1 -> Row L -> L4 | L4 | RU#20 | blanking panel |  | APC | NetShelter | AR8101BLK-2U | APC970 |  |  |  | May 30 2014 5:38PM
San Jose | San Jose -> ETSR1 -> Row L -> L4 | L4 | RU#18 | blanking panel |  | APC | NetShelter | AR8101BLK-2U | APC970 |  |  |  | May 30 2014 5:38PM
San Jose | San Jose -> ETSR1 -> Row L -> L4 | L4 | RU#16 | blanking panel |  | APC | NetShelter | AR8101BLK-2U | APC970 |  |  |  | May 30 2014 5:38PM
San Jose | San Jose -> ETSR1 -> Row L -> L4 | L4 | RU#14 | blanking panel |  | APC | NetShelter | AR8101BLK-2U | APC970 |  |  |  | May 30 2014 5:37PM
San Jose | San Jose -> ETSR1 -> Row L -> L4 | L4 | RU#12 | blanking panel |  | APC | NetShelter | AR8101BLK-2U | APC970 |  |  |  | May 30 2014 5:37PM
San Jose | San Jose -> ETSR1 -> Row L -> L5 | L5 | RU#09 | SAP-AP1-STORAGE ARRAY #2 | SERVER SERVICES | Hewlett-Packard | StorageWorks | M5314C | HEPD518 | SGM7280S6Y |  |  | May 30 2014 5:39PM
San Jose | San Jose -> ETSR1 -> Row L -> L5 | L5 | RU#06 | SAP-AP1-STORAGE ARRAY #3 | SERVER SERVICES | Hewlett-Packard | StorageWorks | M5314C | HEPD518 | SGM7280S6X |  |  | May 30 2014 5:39PM
San Jose | San Jose -> ETSR1 -> Row L -> L5 | L5 | RU#05 | blanking panel |  | Leviton Voice and Data | Versi-Duct | 491RU-HFO | LEVI913 |  |  |  | May 30 2014 5:39PM
San Jose | San Jose -> ETSR1 -> Row L -> L5 | L5 | RU#04 | blanking panel |  | Leviton Voice and Data | Versi-Duct | 491RU-HFO | LEVI913 |  |  |  | May 30 2014 5:39PM
San Jose | San Jose -> ETSR1 -> Row L -> L5 | L5 | RU#03 | blanking panel |  | Leviton Voice and Data | Versi-Duct | 491RU-HFO | LEVI913 |  |  |  | May 30 2014 5:39PM
San Jose | San Jose -> ETSR1 -> Row L -> L5 | L5 | RU#01 | blanking panel |  | APC | NetShelter | AR8101BLK-2U | APC970 |  |  |  | Jul 21 2014 7:05PM
San Jose | San Jose -> ETSR1 -> Row L -> L5 | L5 | InOutPlug#2 | ETSR1L5PDUA | DATA CENTER OPERATIONS | Raritan Computer | Dominion PX | PX-5522 | RCI293 | OB62150020 |  | 10.5.65.184 | May 30 2014 5:40PM
San Jose | San Jose -> ETSR1 -> Row L -> L5 | L5 | InOutPlug#1 | ETSR1L5PDUB | DATA CENTER OPERATIONS | Raritan Computer | Dominion PX | PX-5522 | RCI293 | OB62150037 |  | 10.5.65.185 | May 30 2014 5:40PM
San Jose | San Jose -> ETSR1 -> Row L -> L5 | L5 | RU#44 | SJET1-HCPSW01 | STORAGE SERVICES | Dell Computer | PowerConnect 2800 Series | PowerConnect 2824 | DELC414 | 43TTTS1 |  |  | May 30 2014 5:39PM
San Jose | San Jose -> ETSR1 -> Row L -> L5 | L5 | RU#43 | SJET1-HCPSW02 | STORAGE SERVICES | Dell Computer | PowerConnect 2800 Series | PowerConnect 2824 | DELC414 | G3TTTS1 |  |  | May 30 2014 5:39PM
San Jose | San Jose -> ETSR1 -> Row L -> L5 | L5 | RU#42 | blanking panel |  | APC | NetShelter | AR8101BLK-1U | APC969 |  |  |  | Jul 21 2014 7:05PM
San Jose | San Jose -> ETSR1 -> Row L -> L5 | L5 | RU#40 | blanking panel |  | APC | NetShelter | AR8101BLK-2U | APC970 |  |  |  | Jul 21 2014 7:05PM
San Jose | San Jose -> ETSR1 -> Row L -> L5 | L5 | RU#39 | SNJSESR1-ADMSA-L | NETWORK SERVICES | Juniper Networks | EX Series | EX2200-48T-4G | JUNP900 | CU0213353193 |  | 10.5.65.35 | May 30 2014 5:40PM
San Jose | San Jose -> ETSR1 -> Row L -> L5 | L5 | RU#38 | blanking panel |  | APC | NetShelter | AR8101BLK-1U | APC969 |  |  |  | Jul 21 2014 7:05PM
San Jose | San Jose -> ETSR1 -> Row L -> L5 | L5 | RU#37 | SJET1-HCPSW02 | STORAGE SERVICES | Dell Computer | PowerConnect 2800 Series | PowerConnect 2824 | DELC414 | G3TTTS1 |  |  | May 30 2014 5:40PM
San Jose | San Jose -> ETSR1 -> Row L -> L5 | L5 | RU#36 | SJET1-HCPSW01 | STORAGE SERVICES | Dell Computer | PowerConnect 2800 Series | PowerConnect 2824 | DELC414 | 43TTTS1 |  |  | May 30 2014 5:40PM
San Jose | San Jose -> ETSR1 -> Row L -> L5 | L5 | RU#35 | blanking panel |  | APC | NetShelter | AR8101BLK-1U | APC969 |  |  |  | Jul 21 2014 7:05PM
San Jose | San Jose -> ETSR1 -> Row L -> L5 | L5 | RU#34 | cable manager |  | Chatsworth Products | Cable Management | 30139-719 | CHPR534 |  |  |  | May 30 2014 5:40PM
San Jose | San Jose -> ETSR1 -> Row L -> L5 | L5 | RU#33 | cable manager |  | Chatsworth Products | Cable Management | 30139-719 | CHPR534 |  |  |  | May 30 2014 5:40PM
San Jose | San Jose -> ETSR1 -> Row L -> L5 | L5 | RU#32 | cable manager |  | Chatsworth Products | Cable Management | 30139-719 | CHPR534 |  |  |  | May 30 2014 5:40PM
San Jose | San Jose -> ETSR1 -> Row L -> L5 | L5 | RU#29 | SAP-AP1-STORAGE ARRAY #1 | SERVER SERVICES | Hewlett-Packard | StorageWorks | MSA30 | HP991 | SGM7130560 |  | NA | May 30 2014 5:40PM
San Jose | San Jose -> ETSR1 -> Row L -> L5 | L5 | RU#27 | HP-EVA-BIA-2 | SERVER SERVICES | Hewlett-Packard | StorageWorks | HSV300-S | HEPD861 |  |  |  | May 30 2014 5:40PM
San Jose | San Jose -> ETSR1 -> Row L -> L5 | L5 | RU#25 | HP-EVA-BIA-1 | SERVER SERVICES | Hewlett-Packard | StorageWorks | HSV300-S | HEPD861 |  |  |  | May 30 2014 5:40PM
San Jose | San Jose -> ETSR1 -> Row L -> L5 | L5 | RU#15 | BIA C7000 | SERVER SERVICES | Hewlett-Packard | C-Class | 412152-B21 | HEPA586 | USE8028ATP |  | (old) 153.32.22.193, (new) 10.5.82.11 | Jun 3 2014 4:31PM
San Jose | San Jose -> ETSR1 -> Row L -> L5 | L5 | RU#13 | BIA-AW3-SM | SERVER SERVICES | Hewlett-Packard | ProLiant | DL380 G5 | HEPA633 | 2UX75202DN |  | 153.32.22.62 | May 30 2014 5:39PM
San Jose | San Jose -> ETSR1 -> Row L -> L5 | L5 | RU#12 | keyboard/monitor | SERVER SERVICES | Hewlett-Packard | Flat Panel | TFT5110R (Closed View) | HP963 |  |  |  | May 30 2014 5:39PM
San Jose | San Jose -> ETSR2 ZONE 1 -> ROW A -> Z1.A.01 | Z1.A.01 | RU#03 | SJ1NET01-Shelf 1 |  | NetApp | FAS Series | DS2246 | NATC232 | SHFMS1518000543 |  |  | Aug 25 2015 12:53PM
San Jose | San Jose -> ETSR2 ZONE 1 -> ROW A -> Z1.A.01 | Z1.A.01 | RU#01 | SJ1NET01 |  | NetApp | FAS Series | FAS2552 | NATC361 | SHFMS1513000796 |  |  | Aug 25 2015 12:53PM
San Jose | San Jose -> ETSR2 ZONE 1 -> ROW A -> Z1.A.01 | Z1.A.01 | InOutPlug#2 | ETSR2-Z1A01-PDUA | DATA CENTER OPERATIONS | Raritan Computer | Dominion PX | PX-5522 | RCI293 | QB64450131 |  | 10.4.160.51 | Sep 24 2014 4:32PM
San Jose | San Jose -> ETSR2 ZONE 1 -> ROW A -> Z1.A.01 | Z1.A.01 | InOutPlug#1 | ETSR2-Z1A01-PDUB | DATA CENTER OPERATIONS | Raritan Computer | Dominion PX | PX-5522 | RCI293 | QB64450093 |  | 10.4.160.54 | Sep 24 2014 4:32PM
San Jose | San Jose -> ETSR2 ZONE 1 -> ROW A -> Z1.A.01 | Z1.A.01 | RU#50 | SJET2F1B02 | STORAGE SERVICES | Brocade Communications Systems | Switches | 6520 | BROC607 | CHQ2535J00T |  | 10.8.7.60 | Jul 28 2014 7:47PM
San Jose | San Jose -> ETSR2 ZONE 1 -> ROW A -> Z1.A.01 | Z1.A.01 | RU#48 | SNJSESR2-INTRATORSI-SA |  | Juniper Networks | EX Series | EX4500 | JUNP757 | DE0210267251 | 3105476 |  | Dec 5 2014 4:50PM
San Jose | San Jose -> ETSR2 ZONE 1 -> ROW A -> Z1.A.01 | Z1.A.01 | RU#46 | blanking panel |  | APC | NetShelter | AR8101BLK-2U | APC970 |  |  |  | Oct 30 2015 2:44PM
San Jose | San Jose -> ETSR2 ZONE 1 -> ROW A -> Z1.A.01 | Z1.A.01 | RU#45 | blanking panel |  | APC | NetShelter | AR8101BLK-1U | APC969 |  |  |  | Apr 17 2015 4:18PM
San Jose | San Jose -> ETSR2 ZONE 1 -> ROW A -> Z1.A.01 | Z1.A.01 | RU#43 | Blanking Panel |  | APC | NetShelter | AR8101BLK-2U | APC970 |  |  |  | Jul 20 2015 3:43PM
San Jose | San Jose -> ETSR2 ZONE 1 -> ROW A -> Z1.A.01 | Z1.A.01 | RU#41 | sj1730-01-mon |  | Dell Computer | PowerEdge R-Series | PowerEdge R730xd - 3.5 Inch Drive Bays | DELM607 |  |  |  | Jul 20 2015 3:43PM
San Jose | San Jose -> ETSR2 ZONE 1 -> ROW A -> Z1.A.01 | Z1.A.01 | RU#39 | sj1730-02-mon |  | Dell Computer | PowerEdge R-Series | PowerEdge R730xd - 3.5 Inch Drive Bays | DELM607 |  |  |  | Jul 20 2015 3:43PM
San Jose | San Jose -> ETSR2 ZONE 1 -> ROW A -> Z1.A.01 | Z1.A.01 | RU#37 | sj1730-03-mon |  | Dell Computer | PowerEdge R-Series | PowerEdge R730xd - 3.5 Inch Drive Bays | DELM607 |  |  |  | Jul 20 2015 3:43PM
San Jose | San Jose -> ETSR2 ZONE 1 -> ROW A -> Z1.A.01 | Z1.A.01 | RU#34 | blanking panel |  | APC | NetShelter | AR8101BLK-3U | APCC280 |  |  |  | Oct 22 2014 6:11PM
San Jose | San Jose -> ETSR2 ZONE 1 -> ROW A -> Z1.A.01 | Z1.A.01 | RU#26 | blanking panel |  | APC | NetShelter | AR8101BLK-8U | APC972 |  |  |  | Oct 22 2014 6:11PM
San Jose | San Jose -> ETSR2 ZONE 1 -> ROW A -> Z1.A.01 | Z1.A.01 | RU#25 | blanking panel |  | APC | NetShelter | AR8101BLK-1U | APC969 |  |  |  | Sep 10 2014 5:57PM
San Jose | San Jose -> ETSR2 ZONE 1 -> ROW A -> Z1.A.01 | Z1.A.01 | RU#21 | ET880G-01 | BACKUP SERVICES | Data Domain | DD Series | DD880 | DADN027 | 9F40241132 | 3100044 | 10.4.161.161 | Aug 1 2014 3:59PM
San Jose | San Jose -> ETSR2 ZONE 1 -> ROW A -> Z1.A.01 | Z1.A.01 | RU#19 | blanking panel |  | APC | NetShelter | AR8101BLK-2U | APC970 |  |  |  | Sep 10 2014 5:57PM
San Jose | San Jose -> ETSR2 ZONE 1 -> ROW A -> Z1.A.01 | Z1.A.01 | RU#15 | blanking panel |  | APC | NetShelter | AR8101BLK-4U | APC971 |  |  |  | Sep 10 2014 5:57PM
San Jose | San Jose -> ETSR2 ZONE 1 -> ROW A -> Z1.A.01 | Z1.A.01 | RU#13 | blanking panel |  | APC | NetShelter | AR8101BLK-2U | APC970 |  |  |  | Oct 22 2014 6:11PM
San Jose | San Jose -> ETSR2 ZONE 1 -> ROW A -> Z1.A.01 | Z1.A.01 | RU#09 | blanking panel |  | APC | NetShelter | AR8101BLK-4U | APC971 |  |  |  | Oct 22 2014 6:11PM
San Jose | San Jose -> ETSR2 ZONE 1 -> ROW A -> Z1.A.02 | Z1.A.02 | RU#07 | blanking panel | DATA CENTER OPERATIONS | APC | NetShelter | AR8101BLK-2U | APC970 |  |  |  | Aug 1 2014 4:01PM
San Jose | San Jose -> ETSR2 ZONE 1 -> ROW A -> Z1.A.02 | Z1.A.02 | RU#06 | blanking panel | DATA CENTER OPERATIONS | APC | NetShelter | AR8101BLK-1U | APC969 |  |  |  | Aug 1 2014 4:01PM
San Jose | San Jose -> ETSR2 ZONE 1 -> ROW A -> Z1.A.02 | Z1.A.02 | RU#05 | blanking panel |  | APC | NetShelter | AR8101BLK-1U | APC969 |  |  |  | Mar 20 2015 4:42PM
San Jose | San Jose -> ETSR2 ZONE 1 -> ROW A -> Z1.A.02 | Z1.A.02 | RU#01 | blanking panel |  | APC | NetShelter | AR8101BLK-4U | APC971 |  |  |  | Mar 20 2015 4:42PM
San Jose | San Jose -> ETSR2 ZONE 1 -> ROW A -> Z1.A.02 | Z1.A.02 | InOutPlug#2 | ETSR2-Z1A02-PDUA | DATA CENTER OPERATIONS | Raritan Computer | Dominion PX | PX-5522 | RCI293 | PXR9850022 |  | 10.4.160.65 | Sep 24 2014 4:30PM
San Jose | San Jose -> ETSR2 ZONE 1 -> ROW A -> Z1.A.02 | Z1.A.02 | InOutPlug#1 | ETSR2-Z1A02-PDUB | DATA CENTER OPERATIONS | Raritan Computer | Dominion PX | PX-5522 | RCI293 | PXR9C50039 |  | 10.4.160.67 | Sep 24 2014 4:30PM
San Jose | San Jose -> ETSR2 ZONE 1 -> ROW A -> Z1.A.02 | Z1.A.02 | RU#50 | blanking panel |  | APC | NetShelter | AR8101BLK-1U | APC969 |  |  |  | Apr 17 2015 4:19PM
San Jose | San Jose -> ETSR2 ZONE 1 -> ROW A -> Z1.A.02 | Z1.A.02 | RU#46 | blanking panel |  | APC | NetShelter | AR8101BLK-4U | APC971 |  |  |  | Apr 17 2015 4:19PM
San Jose | San Jose -> ETSR2 ZONE 1 -> ROW A -> Z1.A.02 | Z1.A.02 | RU#45 | blanking panel |  | APC | NetShelter | AR8101BLK-1U | APC969 |  |  |  | Apr 17 2015 4:18PM
San Jose | San Jose -> ETSR2 ZONE 1 -> ROW A -> Z1.A.02 | Z1.A.02 | RU#42 | SJ1890-02-MON SHELF09 | BACKUP SERVICES | Data Domain | DD Series | ES20 | DADN016 | SHU0945847LB38K |  | NA | Aug 1 2014 4:04PM
San Jose | San Jose -> ETSR2 ZONE 1 -> ROW A -> Z1.A.02 | Z1.A.02 | RU#39 | SJ1890-02-MON SHELF06 | BACKUP SERVICES | Data Domain | DD Series | ES20 | DADN016 | SHU0945847LB3GE |  | NA | Aug 1 2014 4:04PM
San Jose | San Jose -> ETSR2 ZONE 1 -> ROW A -> Z1.A.02 | Z1.A.02 | RU#36 | SJ1890-02-MON SHELF05 | BACKUP SERVICES | Data Domain | DD Series | ES20 | DADN016 | SHU0945847LB3HS |  | NA | Aug 1 2014 4:04PM
San Jose | San Jose -> ETSR2 ZONE 1 -> ROW A -> Z1.A.02 | Z1.A.02 | RU#34 | SJ1890-02-MON | BACKUP SERVICES | Data Domain | Appliance Series | DD890 | DADN036 | 1F41519857 | 3111311 | 10.4.162.53, 10.5.68.59, Rep=10.116.127.52, 10.5.4.54 | Aug 1 2014 4:04PM
San Jose | San Jose -> ETSR2 ZONE 1 -> ROW A -> Z1.A.02 | Z1.A.02 | RU#31 | SJ1890-02-MON SHELF07 | BACKUP SERVICES | Data Domain | DD Series | ES20 | DADN016 | SHU0945847LB3EQ |  | NA | Aug 1 2014 4:03PM
San Jose | San Jose -> ETSR2 ZONE 1 -> ROW A -> Z1.A.02 | Z1.A.02 | RU#28 | SJ1890-02-MON SHELF04 | BACKUP SERVICES | Data Domain | DD Series | ES20 | DADN016 | SHU0945847LB31G |  | NA | Aug 1 2014 4:03PM
San Jose | San Jose -> ETSR2 ZONE 1 -> ROW A -> Z1.A.02 | Z1.A.02 | RU#25 | SJ1890-02-MON SHELF10 | BACKUP SERVICES | Data Domain | DD Series | ES20 | DADN016 | SHU945847LB3H6 |  | NA | Aug 1 2014 4:03PM
San Jose | San Jose -> ETSR2 ZONE 1 -> ROW A -> Z1.A.02 | Z1.A.02 | RU#22 | SJ1890-02-MON SHELF03 | BACKUP SERVICES | Data Domain | DD Series | ES20 | DADN016 | SHU0945847LB3EJ |  | NA | Aug 1 2014 4:03PM
San Jose | San Jose -> ETSR2 ZONE 1 -> ROW A -> Z1.A.02 | Z1.A.02 | RU#19 | SJ1890-02-MON SHELF02 | BACKUP SERVICES | Data Domain | DD Series | ES20 | DADN016 | SHU0945847LB3GF |  | NA | Aug 1 2014 4:02PM
San Jose | San Jose -> ETSR2 ZONE 1 -> ROW A -> Z1.A.02 | Z1.A.02 | RU#17 | blanking panel | DATA CENTER OPERATIONS | APC | NetShelter | AR8101BLK-2U | APC970 |  |  |  | Aug 1 2014 4:01PM
San Jose | San Jose -> ETSR2 ZONE 1 -> ROW A -> Z1.A.02 | Z1.A.02 | RU#16 | blanking panel | DATA CENTER OPERATIONS | APC | NetShelter | AR8101BLK-1U | APC969 |  |  |  | Aug 1 2014 4:01PM
San Jose | San Jose -> ETSR2 ZONE 1 -> ROW A -> Z1.A.02 | Z1.A.02 | RU#13 | SJ1890-02-MON SHELF01 | BACKUP SERVICES | Data Domain | DD Series | ES20 | DADN016 | SHU0945847LB3HD |  | NA | Aug 1 2014 4:02PM
San Jose | San Jose -> ETSR2 ZONE 1 -> ROW A -> Z1.A.02 | Z1.A.02 | RU#10 | SJ1890-02-MON SHELF08 | BACKUP SERVICES | Data Domain | DD Series | ES20 | DADN016 | SHU0945847LB38H |  | NA | Aug 1 2014 4:02PM
San Jose | San Jose -> ETSR2 ZONE 1 -> ROW A -> Z1.A.02 | Z1.A.02 | RU#09 | blanking panel |  | APC | NetShelter | AR8101BLK-1U | APC969 |  |  |  | Nov 24 2014 6:08PM
San Jose | San Jose -> ETSR2 ZONE 1 -> ROW A -> Z1.A.03 | Z1.A.03 | RU#01 | blanking panel |  | APC | NetShelter | AR8101BLK-8U | APC972 |  |  |  | Sep 10 2014 6:00PM
San Jose | San Jose -> ETSR2 ZONE 1 -> ROW A -> Z1.A.03 | Z1.A.03 | InOutPlug#2 | ETSR2-Z1A03-PDUA | DATA CENTER OPERATIONS | Raritan Computer | Dominion PX | PX-5522 | RCI293 | QB64450037 |  | 10.4.160.77 | Sep 24 2014 4:28PM
San Jose | San Jose -> ETSR2 ZONE 1 -> ROW A -> Z1.A.03 | Z1.A.03 | InOutPlug#1 | ETSR2-Z1A03-PDUB | DATA CENTER OPERATIONS | Raritan Computer | Dominion PX | PX-5522 | RCI293 | QB64450026 |  | 10.4.160.78 | Sep 24 2014 4:28PM
San Jose | San Jose -> ETSR2 ZONE 1 -> ROW A -> Z1.A.03 | Z1.A.03 | RU#51 | CONET2-1 | DATA CENTER OPERATIONS | Cyclades | AlterPath | ACS48 | CYCL017 |  |  |  | Oct 23 2014 1:02PM
San Jose | San Jose -> ETSR2 ZONE 1 -> ROW A -> Z1.A.03 | Z1.A.03 | RU#50 | blanking panel |  | APC | NetShelter | AR8101BLK-1U | APC969 |  |  |  | Apr 17 2015 4:19PM
San Jose | San Jose -> ETSR2 ZONE 1 -> ROW A -> Z1.A.03 | Z1.A.03 | RU#46 | blanking panel |  | APC | NetShelter | AR8101BLK-4U | APC971 |  |  |  | Apr 17 2015 4:19PM
San Jose | San Jose -> ETSR2 ZONE 1 -> ROW A -> Z1.A.03 | Z1.A.03 | RU#45 | blanking panel |  | APC | NetShelter | AR8101BLK-1U | APC969 |  |  |  | Apr 17 2015 4:19PM
San Jose | San Jose -> ETSR2 ZONE 1 -> ROW A -> Z1.A.03 | Z1.A.03 | RU#44 | blanking panel |  | APC | NetShelter | AR8101BLK-1U | APC969 |  |  |  | Oct 23 2014 1:02PM
San Jose | San Jose -> ETSR2 ZONE 1 -> ROW A -> Z1.A.03 | Z1.A.03 | RU#41 | ET510-01 | BACKUP SERVICES | Data Domain | Appliance Series | DD510 | DADN012 |  |  | 10.4.160.105 | Aug 1 2014 4:06PM
San Jose | San Jose -> ETSR2 ZONE 1 -> ROW A -> Z1.A.03 | Z1.A.03 | RU#37 | blanking panel |  | APC | NetShelter | AR8101BLK-4U | APC971 |  |  |  | Mar 23 2015 6:47PM
San Jose | San Jose -> ETSR2 ZONE 1 -> ROW A -> Z1.A.03 | Z1.A.03 | RU#29 | blanking panel |  | APC | NetShelter | AR8101BLK-8U | APC972 |  |  |  | Mar 23 2015 6:47PM
San Jose | San Jose -> ETSR2 ZONE 1 -> ROW A -> Z1.A.03 | Z1.A.03 | RU#21 | blanking panel |  | APC | NetShelter | AR8101BLK-8U | APC972 |  |  |  | Mar 23 2015 6:47PM
San Jose | San Jose -> ETSR2 ZONE 1 -> ROW A -> Z1.A.03 | Z1.A.03 | RU#17 | blanking panel |  | APC | NetShelter | AR8101BLK-4U | APC971 |  |  |  | Sep 10 2014 6:00PM
San Jose | San Jose -> ETSR2 ZONE 1 -> ROW A -> Z1.A.03 | Z1.A.03 | RU#09 | blanking panel |  | APC | NetShelter | AR8101BLK-8U | APC972 |  |  |  | Sep 10 2014 6:00PM
San Jose | San Jose -> ETSR2 ZONE 1 -> ROW A -> Z1.A.04 | Z1.A.04 | RU#08 | cable manager |  | Leviton Voice and Data | Cable Management | 49254-BC1 | LEVI110 |  |  |  | Aug 4 2014 5:07PM
San Jose | San Jose -> ETSR2 ZONE 1 -> ROW A -> Z1.A.04 | Z1.A.04 | RU#07 | SJ1HNASMGR01 | BACKUP SERVICES | Super Micro Computer | SuperServer | PDR-2534B | SUPM488 | S000820120002011 |  | 10.5.69.139 | Aug 4 2014 5:07PM
San Jose | San Jose -> ETSR2 ZONE 1 -> ROW A -> Z1.A.04 | Z1.A.04 | RU#04 | SJ1HNAS001 | BACKUP SERVICES | Hitachi Data Systems | Unified Storage | HNAS 4100 | HDS366 | M4SJKW1414287 |  | vlan901=10.5.76.122, vlan911=10.5.101.64, vlan901-vm1=10.5.77.24, vlan911-vm1=10.5.101.65 | Aug 4 2014 5:07PM
San Jose | San Jose -> ETSR2 ZONE 1 -> ROW A -> Z1.A.04 | Z1.A.04 | RU#01 | SJ1HNAS002 | BACKUP SERVICES | Hitachi Data Systems | Unified Storage | HNAS 4100 | HDS366 | M4SJKW1414289 |  | vlan901=10.5.77.60, vlan911=10.5.101.66, vlan901-vm1=10.5.77.203, vlan911-vm1=10.5.101.67 | Aug 4 2014 5:07PM
San Jose | San Jose -> ETSR2 ZONE 1 -> ROW A -> Z1.A.04 | Z1.A.04 | InOutPlug#2 | ETSR2Z1A04PDUA | DATA CENTER OPERATIONS | Raritan Computer | Dominion PX | PX-5522 | RCI293 | PXR9850018 |  | 10.4.160.60 | Sep 24 2014 4:25PM
San Jose | San Jose -> ETSR2 ZONE 1 -> ROW A -> Z1.A.04 | Z1.A.04 | InOutPlug#1 | ETSR2Z1A04PDUB | DATA CENTER OPERATIONS | Raritan Computer | Dominion PX | PX-5522 | RCI293 | PXR9C50036 |  | 10.4.160.61 | Sep 24 2014 4:25PM
San Jose | San Jose -> ETSR2 ZONE 1 -> ROW A -> Z1.A.04 | Z1.A.04 | RU#50 | blanking panel |  | APC | NetShelter | AR8101BLK-2U | APC970 |  |  |  | Apr 17 2015 4:19PM
San Jose | San Jose -> ETSR2 ZONE 1 -> ROW A -> Z1.A.04 | Z1.A.04 | RU#46 | blanking panel |  | APC | NetShelter | AR8101BLK-4U | APC971 |  |  |  | Apr 17 2015 4:19PM
San Jose | San Jose -> ETSR2 ZONE 1 -> ROW A -> Z1.A.04 | Z1.A.04 | RU#44 | SJ1860-01-MON | BACKUP SERVICES | EMC | Data Domain | DD860 (Close) | EMCC597 | 1F40710142 |  | 10.4.188.59 | Aug 1 2014 4:07PM
San Jose | San Jose -> ETSR2 ZONE 1 -> ROW A -> Z1.A.04 | Z1.A.04 | RU#41 | SJ1860-01-MON SHELF 1 | BACKUP SERVICES | Data Domain | DD Series | ES20 | DADN016 | SHU0945847LB33L |  |  | Aug 1 2014 4:07PM
San Jose | San Jose -> ETSR2 ZONE 1 -> ROW A -> Z1.A.04 | Z1.A.04 | RU#38 | SJ1860-01-MON SHELF 2 | BACKUP SERVICES | Data Domain | DD Series | ES20 | DADN016 | SHU0945847LB3DK |  |  | Aug 1 2014 4:07PM
San Jose | San Jose -> ETSR2 ZONE 1 -> ROW A -> Z1.A.04 | Z1.A.04 | RU#37 | blanking panel | DATA CENTER OPERATIONS | APC | NetShelter | AR8101BLK-1U | APC969 |  |  |  | Aug 1 2014 4:07PM
San Jose | San Jose -> ETSR2 ZONE 1 -> ROW A -> Z1.A.04 | Z1.A.04 | RU#33 | blanking panel | DATA CENTER OPERATIONS | APC | NetShelter | AR8101BLK-4U | APC971 |  |  |  | Aug 1 2014 4:07PM
San Jose | San Jose -> ETSR2 ZONE 1 -> ROW A -> Z1.A.04 | Z1.A.04 | RU#25 | blanking panel | DATA CENTER OPERATIONS | APC | NetShelter | AR8135BLK | APC689 |  |  |  | Aug 1 2014 4:07PM
San Jose | San Jose -> ETSR2 ZONE 1 -> ROW A -> Z1.A.04 | Z1.A.04 | RU#17 | blanking panel | DATA CENTER OPERATIONS | APC | NetShelter | AR8135BLK | APC689 |  |  |  | Aug 1 2014 4:06PM
San Jose | San Jose -> ETSR2 ZONE 1 -> ROW A -> Z1.A.04 | Z1.A.04 | RU#14 | blanking panel |  | APC | NetShelter | AR8101BLK-3U | APCC280 |  |  |  | Aug 4 2014 5:10PM
San Jose | San Jose -> ETSR2 ZONE 1 -> ROW A -> Z1.A.04 | Z1.A.04 | RU#10 | blanking panel |  | APC | NetShelter | AR8101BLK-4U | APC971 |  |  |  | Aug 4 2014 5:10PM
San Jose | San Jose -> ETSR2 ZONE 1 -> ROW A -> Z1.A.04 | Z1.A.04 | RU#09 | SJ1SWHNAS001 | BACKUP SERVICES | Brocade Communications Systems | SAN Extension and Routing | 7500 | BROC040 | BZN0424K051 |  |  | Aug 4 2014 5:07PM
San Jose | San Jose -> ETSR2 ZONE 1 -> ROW A -> Z1.A.05 | Z1.A.05 | RU#01 | blanking panel |  | APC | NetShelter | AR8101BLK-8U | APC972 |  |  |  | Sep 10 2014 6:05PM
San Jose | San Jose -> ETSR2 ZONE 1 -> ROW A -> Z1.A.05 | Z1.A.05 | InOutPlug#2 | ETSR2-Z1A05-PDUA | DATA CENTER OPERATIONS | Raritan Computer | Dominion PX | PX-5522 | RCI293 | PXR9B50003 |  | 10.4.160.79 | Sep 24 2014 4:23PM
San Jose | San Jose -> ETSR2 ZONE 1 -> ROW A -> Z1.A.05 | Z1.A.05 | InOutPlug#1 | ETSR2-Z1A05-PDUB | DATA CENTER OPERATIONS | Raritan Computer | Dominion PX | PX-5522 | RCI293 | PXR9B50008 |  | 10.4.160.82 | Sep 24 2014 4:23PM
San Jose | San Jose -> ETSR2 ZONE 1 -> ROW A -> Z1.A.05 | Z1.A.05 | RU#50 | blanking panel |  | APC | NetShelter | AR8101BLK-2U | APC970 |  |  |  | Apr 17 2015 4:19PM
San Jose | San Jose -> ETSR2 ZONE 1 -> ROW A -> Z1.A.05 | Z1.A.05 | RU#46 | blanking panel |  | APC | NetShelter | AR8101BLK-4U | APC971 |  |  |  | Apr 17 2015 4:19PM
San Jose | San Jose -> ETSR2 ZONE 1 -> ROW A -> Z1.A.05 | Z1.A.05 | RU#44 | SJ1670-02-MON | BACKUP SERVICES | EMC | Data Domain | DD670 | EMCC484 | 1F40926209 |  |  | Aug 1 2014 4:08PM
San Jose | San Jose -> ETSR2 ZONE 1 -> ROW A -> Z1.A.05 | Z1.A.05 | RU#41 | SJ1670-02-MON SHELF 1 | BACKUP SERVICES | Data Domain | DD Series | ES20 | DADN016 | SHU0945847LB384 |  |  | Aug 1 2014 4:08PM
San Jose | San Jose -> ETSR2 ZONE 1 -> ROW A -> Z1.A.05 | Z1.A.05 | RU#33 | blanking panel |  | APC | NetShelter | AR8101BLK-8U | APC972 |  |  |  | Sep 10 2014 6:05PM
San Jose | San Jose -> ETSR2 ZONE 1 -> ROW A -> Z1.A.05 | Z1.A.05 | RU#25 | blanking panel |  | APC | NetShelter | AR8101BLK-8U | APC972 |  |  |  | Sep 10 2014 6:05PM
San Jose | San Jose -> ETSR2 ZONE 1 -> ROW A -> Z1.A.05 | Z1.A.05 | RU#17 | blanking panel |  | APC | NetShelter | AR8101BLK-8U | APC972 |  |  |  | Sep 10 2014 6:05PM
San Jose | San Jose -> ETSR2 ZONE 1 -> ROW A -> Z1.A.05 | Z1.A.05 | RU#09 | blanking panel |  | APC | NetShelter | AR8101BLK-8U | APC972 |  |  |  | Sep 10 2014 6:05PM
San Jose | San Jose -> ETSR2 ZONE 1 -> ROW A -> Z1.A.06 | Z1.A.06 | RU#08 | SJHDS31 SHELF 3 | STORAGE SERVICES | Hitachi Data Systems | Unified Storage | DF-F850-DBS | HDS314 | 207278 |  |  | Aug 1 2014 4:10PM
San Jose | San Jose -> ETSR2 ZONE 1 -> ROW A -> Z1.A.06 | Z1.A.06 | RU#06 | SJHDS31 SHELF 2 | STORAGE SERVICES | Hitachi Data Systems | Unified Storage | DF-F850-DBS | HDS314 | 207308 |  |  | Aug 1 2014 4:10PM
San Jose | San Jose -> ETSR2 ZONE 1 -> ROW A -> Z1.A.06 | Z1.A.06 | RU#04 | SJHDS31 SHELF 1 | STORAGE SERVICES | Hitachi Data Systems | Unified Storage | DF-F850-DBS | HDS314 | 207277 |  |  | Aug 1 2014 4:09PM
San Jose | San Jose -> ETSR2 ZONE 1 -> ROW A -> Z1.A.06 | Z1.A.06 | RU#01 | SJHDS31 | STORAGE SERVICES | Hitachi Data Systems | Unified Storage | HUS 150 Controller | HDS299 | 93042265 |  | Sjhds31c0=10.5.69.163, Sjhds31c1=10.5.69.164, Sjhds31bc=10.4.161.137 | Aug 1 2014 4:09PM
San Jose | San Jose -> ETSR2 ZONE 1 -> ROW A -> Z1.A.06 | Z1.A.06 | InOutPlug#2 | ETSR2Z1A06PDUA | DATA CENTER OPERATIONS | Raritan Computer | Dominion PX | PX-5522 | RCI293 | PXR9C50007 |  | 10.4.161.249 | Sep 24 2014 4:20PM
San Jose | San Jose -> ETSR2 ZONE 1 -> ROW A -> Z1.A.06 | Z1.A.06 | InOutPlug#1 | ETSR2Z1A06PDUB | DATA CENTER OPERATIONS | Raritan Computer | Dominion PX | PX-5522 | RCI293 | PXR9850014 |  | 10.4.161.250 | Sep 24 2014 4:20PM
San Jose | San Jose -> ETSR2 ZONE 1 -> ROW A -> Z1.A.06 | Z1.A.06 | RU#50 | blanking panel |  | APC | NetShelter | AR8101BLK-2U | APC970 |  |  |  | Apr 17 2015 4:19PM
San Jose | San Jose -> ETSR2 ZONE 1 -> ROW A -> Z1.A.06 | Z1.A.06 | RU#46 | blanking panel |  | APC | NetShelter | AR8101BLK-4U | APC971 |  |  |  | Apr 17 2015 4:19PM
San Jose | San Jose -> ETSR2 ZONE 1 -> ROW A -> Z1.A.06 | Z1.A.06 | RU#42 | blanking panel | DATA CENTER OPERATIONS | APC | NetShelter | AR8101BLK-4U | APC971 |  |  |  | Aug 1 2014 4:09PM
San Jose | San Jose -> ETSR2 ZONE 1 -> ROW A -> Z1.A.06 | Z1.A.06 | RU#40 | blanking panel | DATA CENTER OPERATIONS | APC | NetShelter | AR8101BLK-2U | APC970 |  |  |  | Aug 1 2014 4:09PM
San Jose | San Jose -> ETSR2 ZONE 1 -> ROW A -> Z1.A.06 | Z1.A.06 | RU#38 | SJHDS31 SHELF 18 | STORAGE SERVICES | Hitachi Data Systems | Unified Storage | DF-F850-DBS | HDS314 | 207336 |  |  | Aug 1 2014 4:15PM
San Jose | San Jose -> ETSR2 ZONE 1 -> ROW A -> Z1.A.06 | Z1.A.06 | RU#36 | SJHDS31 SHELF 17 | STORAGE SERVICES | Hitachi Data Systems | Unified Storage | DF-F850-DBS | HDS314 | 207338 |  |  | Aug 1 2014 4:15PM
San Jose | San Jose -> ETSR2 ZONE 1 -> ROW A -> Z1.A.06 | Z1.A.06 | RU#34 | SJHDS31 SHELF 16 | STORAGE SERVICES | Hitachi Data Systems | Unified Storage | DF-F850-DBS | HDS314 | 207291 |  |  | Aug 1 2014 4:15PM
San Jose | San Jose -> ETSR2 ZONE 1 -> ROW A -> Z1.A.06 | Z1.A.06 | RU#32 | SJHDS31 SHELF 15 | STORAGE SERVICES | Hitachi Data Systems | Unified Storage | DF-F850-DBS | HDS314 | 207293 |  |  | Aug 1 2014 4:14PM
San Jose | San Jose -> ETSR2 ZONE 1 -> ROW A -> Z1.A.06 | Z1.A.06 | RU#30 | SJHDS31 SHELF 14 | STORAGE SERVICES | Hitachi Data Systems | Unified Storage | DF-F850-DBS | HDS314 | 207297 |  |  | Aug 1 2014 4:14PM
San Jose | San Jose -> ETSR2 ZONE 1 -> ROW A -> Z1.A.06 | Z1.A.06 | RU#28 | SJHDS31 SHELF 13 | STORAGE SERVICES | Hitachi Data Systems | Unified Storage | DF-F850-DBS | HDS314 | 207307 |  |  | Aug 1 2014 4:14PM
San Jose | San Jose -> ETSR2 ZONE 1 -> ROW A -> Z1.A.06 | Z1.A.06 | RU#26 | SJHDS31 SHELF 12 | STORAGE SERVICES | Hitachi Data Systems | Unified Storage | DF-F850-DBS | HDS314 | 207300 |  |  | Aug 1 2014 4:13PM
San Jose | San Jose -> ETSR2 ZONE 1 -> ROW A -> Z1.A.06 | Z1.A.06 | RU#24 | SJHDS31 SHELF 11 | STORAGE SERVICES | Hitachi Data Systems | Unified Storage | DF-F850-DBS | HDS314 | 207337 |  |  | Aug 1 2014 4:13PM
San Jose | San Jose -> ETSR2 ZONE 1 -> ROW A -> Z1.A.06 | Z1.A.06 | RU#22 | SJHDS31 SHELF 10 | STORAGE SERVICES | Hitachi Data Systems | Unified Storage | DF-F850-DBS | HDS314 | 207299 |  |  | Aug 1 2014 4:13PM
San Jose | San Jose -> ETSR2 ZONE 1 -> ROW A -> Z1.A.06 | Z1.A.06 | RU#20 | SJHDS31 SHELF 9 | STORAGE SERVICES | Hitachi Data Systems | Unified Storage | DF-F850-DBS | HDS314 | 207292 |  |  | Aug 1 2014 4:12PM
San Jose | San Jose -> ETSR2 ZONE 1 -> ROW A -> Z1.A.06 | Z1.A.06 | RU#18 | SJHDS31 SHELF 8 | STORAGE SERVICES | Hitachi Data Systems | Unified Storage | DF-F850-DBS | HDS314 | 207296 |  |  | Aug 1 2014 4:12PM
San Jose | San Jose -> ETSR2 ZONE 1 -> ROW A -> Z1.A.06 | Z1.A.06 | RU#16 | SJHDS31 SHELF 7 | STORAGE SERVICES | Hitachi Data Systems | Unified Storage | DF-F850-DBS | HDS314 | 207298 |  |  | Aug 1 2014 4:11PM
San Jose | San Jose -> ETSR2 ZONE 1 -> ROW A -> Z1.A.06 | Z1.A.06 | RU#14 | SJHDS31 SHELF 6 | STORAGE SERVICES | Hitachi Data Systems | Unified Storage | DF-F850-DBS | HDS314 | 207304 |  |  | Aug 1 2014 4:11PM
San Jose | San Jose -> ETSR2 ZONE 1 -> ROW A -> Z1.A.06 | Z1.A.06 | RU#12 | SJHDS31 SHELF 5 | STORAGE SERVICES | Hitachi Data Systems | Unified Storage | DF-F850-DBS | HDS314 | 207295 |  |  | Aug 1 2014 4:11PM
San Jose | San Jose -> ETSR2 ZONE 1 -> ROW A -> Z1.A.06 | Z1.A.06 | RU#10 | SJHDS31 SHELF 4 | STORAGE SERVICES | Hitachi Data Systems | Unified Storage | DF-F850-DBS | HDS314 | 207305 |  |  | Aug 1 2014 4:10PM
San Jose | San Jose -> ETSR2 ZONE 1 -> ROW B -> Z1.B.01 | Z1.B.01 | RU#08 | SJHDS33 SHELF2 | STORAGE SERVICES | Hitachi Data Systems | Unified Storage | DF-F850-DBS | HDS314 | 210538 |  | NA | Aug 1 2014 4:17PM
San Jose | San Jose -> ETSR2 ZONE 1 -> ROW B -> Z1.B.01 | Z1.B.01 | RU#06 | SJHDS33 SHELF1 | STORAGE SERVICES | Hitachi Data Systems | Unified Storage | DF-F850-DBS | HDS314 | 210539 |  | NA | Aug 1 2014 4:17PM
San Jose | San Jose -> ETSR2 ZONE 1 -> ROW B -> Z1.B.01 | Z1.B.01 | RU#04 | SJHDS33 SHELF0 | STORAGE SERVICES | Hitachi Data Systems | Unified Storage | DF-F850-DBS | HDS314 | 210542 |  | NA | Aug 1 2014 4:16PM
San Jose | San Jose -> ETSR2 ZONE 1 -> ROW B -> Z1.B.01 | Z1.B.01 | RU#01 | SJHDS33 | STORAGE SERVICES | Hitachi Data Systems | Unified Storage | HUS 150 Controller | HDS299 | 93042484 |  | 10.5.69.82, 10.5.69.83 | Aug 1 2014 4:16PM
San Jose | San Jose -> ETSR2 ZONE 1 -> ROW B -> Z1.B.01 | Z1.B.01 | InOutPlug#2 | ETSR2-Z1B01-PDUA | DATA CENTER OPERATIONS | Raritan Computer | Dominion PX | PX-5522 | RCI293 | PXR1450092 |  | 10.4.162.61 | Sep 24 2014 4:42PM
San Jose | San Jose -> ETSR2 ZONE 1 -> ROW B -> Z1.B.01 | Z1.B.01 | InOutPlug#1 | ETSR2-Z1B01-PDUB | DATA CENTER OPERATIONS | Raritan Computer | Dominion PX | PX-5522 | RCI293 | PXR1450010 |  | 10.4.162.62 | Sep 24 2014 4:42PM
San Jose | San Jose -> ETSR2 ZONE 1 -> ROW B -> Z1.B.01 | Z1.B.01 | RU#50 | blanking panel |  | APC | NetShelter | AR8101BLK-2U | APC970 |  |  |  | Apr 17 2015 4:26PM
San Jose | San Jose -> ETSR2 ZONE 1 -> ROW B -> Z1.B.01 | Z1.B.01 | RU#46 | blanking panel |  | APC | NetShelter | AR8101BLK-4U | APC971 |  |  |  | Apr 17 2015 4:26PM
San Jose | San Jose -> ETSR2 ZONE 1 -> ROW B -> Z1.B.01 | Z1.B.01 | RU#44 | blanking panel | DATA CENTER OPERATIONS | APC | NetShelter | AR8101BLK-2U | APC970 |  |  |  | Aug 1 2014 4:16PM
San Jose | San Jose -> ETSR2 ZONE 1 -> ROW B -> Z1.B.01 | Z1.B.01 | RU#42 | blanking panel | DATA CENTER OPERATIONS | APC | NetShelter | AR8101BLK-2U | APC970 |  |  |  | Aug 1 2014 4:16PM
San Jose | San Jose -> ETSR2 ZONE 1 -> ROW B -> Z1.B.01 | Z1.B.01 | RU#40 | SJHDS33 SHELF18 | STORAGE SERVICES | Hitachi Data Systems | Unified Storage | DF-F850-DBS | HDS314 | 213603 |  | NA | Aug 1 2014 4:23PM
San Jose | San Jose -> ETSR2 ZONE 1 -> ROW B -> Z1.B.01 | Z1.B.01 | RU#38 | SJHDS33 SHELF17 | STORAGE SERVICES | Hitachi Data Systems | Unified Storage | DF-F850-DBS | HDS314 | 213605 |  | NA | Aug 1 2014 4:22PM
San Jose | San Jose -> ETSR2 ZONE 1 -> ROW B -> Z1.B.01 | Z1.B.01 | RU#36 | SJHDS33 SHELF16 | STORAGE SERVICES | Hitachi Data Systems | Unified Storage | DF-F850-DBS | HDS314 | 213525 |  | NA | Aug 1 2014 4:22PM
San Jose | San Jose -> ETSR2 ZONE 1 -> ROW B -> Z1.B.01 | Z1.B.01 | RU#34 | SJHDS33 SHELF15 | STORAGE SERVICES | Hitachi Data Systems | Unified Storage | DF-F850-DBS | HDS314 | 213519 |  | NA | Aug 1 2014 4:22PM
San Jose | San Jose -> ETSR2 ZONE 1 -> ROW B -> Z1.B.01 | Z1.B.01 | RU#32 | SJHDS33 SHELF14 | STORAGE SERVICES | Hitachi Data Systems | Unified Storage | DF-F850-DBS | HDS314 | 213526 |  | NA | Aug 1 2014 4:21PM
San Jose | San Jose -> ETSR2 ZONE 1 -> ROW B -> Z1.B.01 | Z1.B.01 | RU#30 | SJHDS33 SHELF13 | STORAGE SERVICES | Hitachi Data Systems | Unified Storage | DF-F850-DBS | HDS314 | 213520 |  | NA | Aug 1 2014 4:21PM
San Jose | San Jose -> ETSR2 ZONE 1 -> ROW B -> Z1.B.01 | Z1.B.01 | RU#28 | SJHDS33 SHELF12 | STORAGE SERVICES | Hitachi Data Systems | Unified Storage | DF-F850-DBS | HDS314 | 213601 |  | NA | Aug 1 2014 4:21PM
San Jose | San Jose -> ETSR2 ZONE 1 -> ROW B -> Z1.B.01 | Z1.B.01 | RU#26 | SJHDS33 SHELF11 | STORAGE SERVICES | Hitachi Data Systems | Unified Storage | DF-F850-DBS | HDS314 | 213524 |  | NA | Aug 1 2014 4:20PM
San Jose | San Jose -> ETSR2 ZONE 1 -> ROW B -> Z1.B.01 | Z1.B.01 | RU#24 | SJHDS33 SHELF10 | STORAGE SERVICES | Hitachi Data Systems | Unified Storage | DF-F850-DBS | HDS314 | 210597 |  | NA | Aug 1 2014 4:20PM
San Jose | San Jose -> ETSR2 ZONE 1 -> ROW B -> Z1.B.01 | Z1.B.01 | RU#22 | SJHDS33 SHELF9 | STORAGE SERVICES | Hitachi Data Systems | Unified Storage | DF-F850-DBS | HDS314 | 210602 |  | NA | Aug 1 2014 4:19PM
San Jose | San Jose -> ETSR2 ZONE 1 -> ROW B -> Z1.B.01 | Z1.B.01 | RU#20 | SJHDS33 SHELF8 | STORAGE SERVICES | Hitachi Data Systems | Unified Storage | DF-F850-DBS | HDS314 | 210600 |  | NA | Aug 1 2014 4:19PM
San Jose | San Jose -> ETSR2 ZONE 1 -> ROW B -> Z1.B.01 | Z1.B.01 | RU#18 | SJHDS33 SHELF7 | STORAGE SERVICES | Hitachi Data Systems | Unified Storage | DF-F850-DBS | HDS314 | 210390 |  | NA | Aug 1 2014 4:19PM
San Jose | San Jose -> ETSR2 ZONE 1 -> ROW B -> Z1.B.01 | Z1.B.01 | RU#16 | SJHDS33 SHELF6 | STORAGE SERVICES | Hitachi Data Systems | Unified Storage | DF-F850-DBS | HDS314 | 210541 |  | NA | Aug 1 2014 4:18PM
San Jose | San Jose -> ETSR2 ZONE 1 -> ROW B -> Z1.B.01 | Z1.B.01 | RU#14 | SJHDS33 SHELF5 | STORAGE SERVICES | Hitachi Data Systems | Unified Storage | DF-F850-DBS | HDS314 | 210596 |  | NA | Aug 1 2014 4:18PM
San Jose | San Jose -> ETSR2 ZONE 1 -> ROW B -> Z1.B.01 | Z1.B.01 | RU#12 | SJHDS33 SHELF4 | STORAGE SERVICES | Hitachi Data Systems | Unified Storage | DF-F850-DBS | HDS314 | 210601 |  | NA | Aug 1 2014 4:18PM
San Jose | San Jose -> ETSR2 ZONE 1 -> ROW B -> Z1.B.01 | Z1.B.01 | RU#10 | SJHDS33 SHELF3 | STORAGE SERVICES | Hitachi Data Systems | Unified Storage | DF-F850-DBS | HDS314 | 210598 |  | NA | Aug 1 2014 4:17PM
San Jose | San Jose -> ETSR2 ZONE 1 -> ROW B -> Z1.B.02 | Z1.B.02 | RU#01 | blanking panel |  | APC | NetShelter | AR8101BLK-8U | APC972 |  |  |  | Sep 10 2014 6:11PM
San Jose | San Jose -> ETSR2 ZONE 1 -> ROW B -> Z1.B.02 | Z1.B.02 | InOutPlug#2 | ETSR2-Z1B02-PDUA | DATA CENTER OPERATIONS | Raritan Computer | Dominion PX | PX-5522 | RCI293 | PXR1750039 |  | 10.4.160.83 | Sep 24 2014 4:40PM
San Jose | San Jose -> ETSR2 ZONE 1 -> ROW B -> Z1.B.02 | Z1.B.02 | InOutPlug#1 | ETSR2-Z1B02-PDUB | DATA CENTER OPERATIONS | Raritan Computer | Dominion PX | PX-5522 | RCI293 | PXR1750010 |  | 10.4.160.84 | Sep 24 2014 4:40PM
San Jose | San Jose -> ETSR2 ZONE 1 -> ROW B -> Z1.B.02 | Z1.B.02 | RU#48 | Blanking Panel |  | APC | NetShelter | AR8101BLK-4U | APC971 |  |  |  | Jul 31 2015 11:52AM
San Jose | San Jose -> ETSR2 ZONE 1 -> ROW B -> Z1.B.02 | Z1.B.02 | RU#46 | SNJSESR2-INTRATORSI-SB |  | Juniper Networks | EX Series | EX4500 | JUNP757 |  |  |  | Jul 31 2015 11:51AM
San Jose | San Jose -> ETSR2 ZONE 1 -> ROW B -> Z1.B.02 | Z1.B.02 | RU#45 | blanking panel |  | APC | NetShelter | AR8101BLK-1U | APC969 |  |  |  | Sep 10 2014 6:11PM
San Jose | San Jose -> ETSR2 ZONE 1 -> ROW B -> Z1.B.02 | Z1.B.02 | RU#41 | blanking panel |  | APC | NetShelter | AR8101BLK-4U | APC971 |  |  |  | Sep 10 2014 6:11PM
San Jose | San Jose -> ETSR2 ZONE 1 -> ROW B -> Z1.B.02 | Z1.B.02 | RU#33 | blanking panel |  | APC | NetShelter | AR8101BLK-8U | APC972 |  |  |  | Sep 10 2014 6:11PM
San Jose | San Jose -> ETSR2 ZONE 1 -> ROW B -> Z1.B.02 | Z1.B.02 | RU#25 | blanking panel |  | APC | NetShelter | AR8101BLK-8U | APC972 |  |  |  | Sep 10 2014 6:11PM
San Jose | San Jose -> ETSR2 ZONE 1 -> ROW B -> Z1.B.02 | Z1.B.02 | RU#17 | blanking panel |  | APC | NetShelter | AR8101BLK-8U | APC972 |  |  |  | Sep 10 2014 6:11PM
San Jose | San Jose -> ETSR2 ZONE 1 -> ROW B -> Z1.B.02 | Z1.B.02 | RU#09 | blanking panel |  | APC | NetShelter | AR8101BLK-8U | APC972 |  |  |  | Sep 10 2014 6:11PM
San Jose | San Jose -> ETSR2 ZONE 1 -> ROW B -> Z1.B.03 | Z1.B.03 | RU#01 | blanking panel | DATA CENTER OPERATIONS | APC | NetShelter | AR8101BLK-8U | APC972 |  |  |  | Aug 1 2014 4:24PM
San Jose | San Jose -> ETSR2 ZONE 1 -> ROW B -> Z1.B.03 | Z1.B.03 | InOutPlug#2 | ETSR2-Z1B03-PDUA | DATA CENTER OPERATIONS | Raritan Computer | Dominion PX | PX-5522 | RCI293 | PXR9C50021 |  | 10.4.160.85 | Sep 24 2014 4:38PM
San Jose | San Jose -> ETSR2 ZONE 1 -> ROW B -> Z1.B.03 | Z1.B.03 | InOutPlug#1 | ETSR2-Z1B03-PDUB | DATA CENTER OPERATIONS | Raritan Computer | Dominion PX | PX-5522 | RCI293 | PXR9850012 |  | 10.4.160.97 | Sep 24 2014 4:38PM
San Jose | San Jose -> ETSR2 ZONE 1 -> ROW B -> Z1.B.03 | Z1.B.03 | RU#50 | blanking panel |  | APC | NetShelter | AR8101BLK-2U | APC970 |  |  |  | Apr 17 2015 4:26PM
San Jose | San Jose -> ETSR2 ZONE 1 -> ROW B -> Z1.B.03 | Z1.B.03 | RU#46 | blanking panel |  | APC | NetShelter | AR8101BLK-4U | APC971 |  |  |  | Apr 17 2015 4:26PM
San Jose | San Jose -> ETSR2 ZONE 1 -> ROW B -> Z1.B.03 | Z1.B.03 | RU#45 | blanking panel | DATA CENTER OPERATIONS | APC | NetShelter | AR8101BLK-1U | APC969 |  |  |  | Aug 1 2014 4:24PM
San Jose | San Jose -> ETSR2 ZONE 1 -> ROW B -> Z1.B.03 | Z1.B.03 | RU#41 | blanking panel | DATA CENTER OPERATIONS | APC | NetShelter | AR8101BLK-4U | APC971 |  |  |  | Aug 1 2014 4:24PM
San Jose | San Jose -> ETSR2 ZONE 1 -> ROW B -> Z1.B.03 | Z1.B.03 | RU#33 | blanking panel | DATA CENTER OPERATIONS | APC | NetShelter | AR8101BLK-8U | APC972 |  |  |  | Aug 1 2014 4:24PM
San Jose | San Jose -> ETSR2 ZONE 1 -> ROW B -> Z1.B.03 | Z1.B.03 | RU#25 | blanking panel | DATA CENTER OPERATIONS | APC | NetShelter | AR8101BLK-8U | APC972 |  |  |  | Aug 1 2014 4:24PM
San Jose | San Jose -> ETSR2 ZONE 1 -> ROW B -> Z1.B.03 | Z1.B.03 | RU#17 | blanking panel | DATA CENTER OPERATIONS | APC | NetShelter | AR8101BLK-8U | APC972 |  |  |  | Aug 1 2014 4:24PM
San Jose | San Jose -> ETSR2 ZONE 1 -> ROW B -> Z1.B.03 | Z1.B.03 | RU#09 | blanking panel | DATA CENTER OPERATIONS | APC | NetShelter | AR8101BLK-8U | APC972 |  |  |  | Aug 1 2014 4:24PM
San Jose | San Jose -> ETSR2 ZONE 1 -> ROW B -> Z1.B.04 | Z1.B.04 | RU#07 | Blanking Panel |  | APC | NetShelter | AR8101BLK-8U | APC972 |  |  |  | Oct 20 2014 6:52PM
San Jose | San Jose -> ETSR2 ZONE 1 -> ROW B -> Z1.B.04 | Z1.B.04 | RU#03 | Blanking Panel |  | APC | NetShelter | AR8101BLK-4U | APC971 |  |  |  | Oct 20 2014 6:52PM
San Jose | San Jose -> ETSR2 ZONE 1 -> ROW B -> Z1.B.04 | Z1.B.04 | RU#01 | Blanking Panel |  | APC | NetShelter | AR8101BLK-2U | APC970 |  |  |  | Oct 20 2014 6:52PM
San Jose | San Jose -> ETSR2 ZONE 1 -> ROW B -> Z1.B.04 | Z1.B.04 | InOutPlug#2 | ETSR2-Z1B04-PDUA | DATA CENTER OPERATIONS | Raritan Computer | Dominion PX | PX-5522 | RCI293 |  |  | 10.4.160.120 | Sep 24 2014 4:36PM
San Jose | San Jose -> ETSR2 ZONE 1 -> ROW B -> Z1.B.04 | Z1.B.04 | InOutPlug#1 | ETSR2-Z1B04-PDUB | DATA CENTER OPERATIONS | Raritan Computer | Dominion PX | PX-5522 | RCI293 | PXR1450002 |  | 10.4.160.126 | Sep 24 2014 4:36PM
San Jose | San Jose -> ETSR2 ZONE 1 -> ROW B -> Z1.B.04 | Z1.B.04 | RU#50 | blanking panel |  | APC | NetShelter | AR8101BLK-2U | APC970 |  |  |  | Apr 17 2015 4:26PM
San Jose | San Jose -> ETSR2 ZONE 1 -> ROW B -> Z1.B.04 | Z1.B.04 | RU#46 | blanking panel |  | APC | NetShelter | AR8101BLK-4U | APC971 |  |  |  | Apr 17 2015 4:26PM
San Jose | San Jose -> ETSR2 ZONE 1 -> ROW B -> Z1.B.04 | Z1.B.04 | RU#43 | blanking panel |  | APC | NetShelter | AR8101BLK-3U | APCC280 |  |  |  | Sep 10 2014 6:14PM
San Jose | San Jose -> ETSR2 ZONE 1 -> ROW B -> Z1.B.04 | Z1.B.04 | RU#39 | blanking panel |  | APC | NetShelter | AR8101BLK-4U | APC971 |  |  |  | Sep 10 2014 6:14PM
San Jose | San Jose -> ETSR2 ZONE 1 -> ROW B -> Z1.B.04 | Z1.B.04 | RU#31 | blanking panel |  | APC | NetShelter | AR8101BLK-8U | APC972 |  |  |  | Sep 10 2014 6:14PM
San Jose | San Jose -> ETSR2 ZONE 1 -> ROW B -> Z1.B.04 | Z1.B.04 | RU#27 | Blanking Panel |  | APC | NetShelter | AR8101BLK-4U | APC971 |  |  |  | Oct 20 2014 6:52PM
San Jose | San Jose -> ETSR2 ZONE 1 -> ROW B -> Z1.B.04 | Z1.B.04 | RU#23 | Blanking Panel |  | APC | NetShelter | AR8101BLK-4U | APC971 |  |  |  | Oct 20 2014 6:52PM
San Jose | San Jose -> ETSR2 ZONE 1 -> ROW B -> Z1.B.04 | Z1.B.04 | RU#19 | Blanking Panel |  | APC | NetShelter | AR8101BLK-4U | APC971 |  |  |  | Oct 20 2014 6:52PM
San Jose | San Jose -> ETSR2 ZONE 1 -> ROW B -> Z1.B.04 | Z1.B.04 | RU#15 | Blanking Panel |  | APC | NetShelter | AR8101BLK-4U | APC971 |  |  |  | Oct 20 2014 6:52PM
San Jose | San Jose -> ETSR2 ZONE 1 -> ROW B -> Z1.B.05 | Z1.B.05 | RU#08 | sjhds36-shelf 2 |  | Hitachi Data Systems | Unified Storage | DF-F850-DBS | HDS314 |  |  |  | Oct 22 2014 5:11PM
San Jose | San Jose -> ETSR2 ZONE 1 -> ROW B -> Z1.B.05 | Z1.B.05 | RU#06 | sjhds36-shelf 1 |  | Hitachi Data Systems | Unified Storage | DF-F850-DBS | HDS314 |  |  |  | Oct 22 2014 5:11PM
San Jose | San Jose -> ETSR2 ZONE 1 -> ROW B -> Z1.B.05 | Z1.B.05 | RU#04 | sjhds36-shelf 0 |  | Hitachi Data Systems | Unified Storage | DF-F850-DBS | HDS314 |  |  |  | Oct 22 2014 5:11PM
San Jose | San Jose -> ETSR2 ZONE 1 -> ROW B -> Z1.B.05 | Z1.B.05 | RU#01 | SJHDS36 |  | Hitachi Data Systems | Unified Storage | HUS 150 Controller | HDS299 | 44230199 |  | SJHDS36C0 = 10.5.69.122,SJHDS36C1 10.5.69.123 | Oct 22 2014 5:11PM
San Jose | San Jose -> ETSR2 ZONE 1 -> ROW B -> Z1.B.05 | Z1.B.05 | InOutPlug#2 | ETSR2-Z1B05-PDUA | DATA CENTER OPERATIONS | Raritan Computer | Dominion PX | PX-5522 | RCI293 | PXR1450031 |  | 10.4.160.62 | Sep 24 2014 4:34PM
San Jose | San Jose -> ETSR2 ZONE 1 -> ROW B -> Z1.B.05 | Z1.B.05 | InOutPlug#1 | ETSR2-Z1B05-PDUB | DATA CENTER OPERATIONS | Raritan Computer | Dominion PX | PX-5522 | RCI293 | PXR1450014 |  | 10.4.160.63 | Sep 24 2014 4:34PM
San Jose | San Jose -> ETSR2 ZONE 1 -> ROW B -> Z1.B.05 | Z1.B.05 | RU#50 | blanking panel |  | APC | NetShelter | AR8101BLK-2U | APC970 |  |  |  | Apr 17 2015 4:26PM
San Jose | San Jose -> ETSR2 ZONE 1 -> ROW B -> Z1.B.05 | Z1.B.05 | RU#46 | blanking panel |  | APC | NetShelter | AR8101BLK-4U | APC971 |  |  |  | Apr 17 2015 4:26PM
San Jose | San Jose -> ETSR2 ZONE 1 -> ROW B -> Z1.B.05 | Z1.B.05 | RU#44 | Blanking Panel |  | APC | NetShelter | AR8101BLK-2U | APC970 |  |  |  | Oct 22 2014 5:12PM
San Jose | San Jose -> ETSR2 ZONE 1 -> ROW B -> Z1.B.05 | Z1.B.05 | RU#42 | Blanking Panel |  | APC | NetShelter | AR8101BLK-2U | APC970 |  |  |  | Oct 22 2014 5:12PM
San Jose | San Jose -> ETSR2 ZONE 1 -> ROW B -> Z1.B.05 | Z1.B.05 | RU#40 | sjhds36-shelf 18 |  | Hitachi Data Systems | Unified Storage | DF-F850-DBS | HDS314 |  |  |  | Oct 22 2014 5:12PM
San Jose | San Jose -> ETSR2 ZONE 1 -> ROW B -> Z1.B.05 | Z1.B.05 | RU#38 | sjhds36-shelf 17 |  | Hitachi Data Systems | Unified Storage | DF-F850-DBS | HDS314 |  |  |  | Oct 22 2014 5:12PM
San Jose | San Jose -> ETSR2 ZONE 1 -> ROW B -> Z1.B.05 | Z1.B.05 | RU#36 | sjhds36-shelf 16 |  | Hitachi Data Systems | Unified Storage | DF-F850-DBS | HDS314 |  |  |  | Oct 22 2014 5:11PM
San Jose | San Jose -> ETSR2 ZONE 1 -> ROW B -> Z1.B.05 | Z1.B.05 | RU#34 | sjhds36-shelf 15 |  | Hitachi Data Systems | Unified Storage | DF-F850-DBS | HDS314 |  |  |  | Oct 22 2014 5:11PM
San Jose | San Jose -> ETSR2 ZONE 1 -> ROW B -> Z1.B.05 | Z1.B.05 | RU#32 | sjhds36-shelf 14 |  | Hitachi Data Systems | Unified Storage | DF-F850-DBS | HDS314 |  |  |  | Oct 22 2014 5:11PM
San Jose | San Jose -> ETSR2 ZONE 1 -> ROW B -> Z1.B.05 | Z1.B.05 | RU#30 | sjhds36-shelf 13 |  | Hitachi Data Systems | Unified Storage | DF-F850-DBS | HDS314 |  |  |  | Oct 22 2014 5:11PM
San Jose | San Jose -> ETSR2 ZONE 1 -> ROW B -> Z1.B.05 | Z1.B.05 | RU#28 | sjhds36-shelf 12 |  | Hitachi Data Systems | Unified Storage | DF-F850-DBS | HDS314 |  |  |  | Oct 22 2014 5:11PM
San Jose | San Jose -> ETSR2 ZONE 1 -> ROW B -> Z1.B.05 | Z1.B.05 | RU#26 | sjhds36-shelf 11 |  | Hitachi Data Systems | Unified Storage | DF-F850-DBS | HDS314 |  |  |  | Oct 22 2014 5:11PM
San Jose | San Jose -> ETSR2 ZONE 1 -> ROW B -> Z1.B.05 | Z1.B.05 | RU#24 | sjhds36-shelf 10 |  | Hitachi Data Systems | Unified Storage | DF-F850-DBS | HDS314 |  |  |  | Oct 22 2014 5:11PM
San Jose | San Jose -> ETSR2 ZONE 1 -> ROW B -> Z1.B.05 | Z1.B.05 | RU#22 | sjhds36-shelf 9 |  | Hitachi Data Systems | Unified Storage | DF-F850-DBS | HDS314 |  |  |  | Oct 22 2014 5:11PM
San Jose | San Jose -> ETSR2 ZONE 1 -> ROW B -> Z1.B.05 | Z1.B.05 | RU#20 | sjhds36-shelf 8 |  | Hitachi Data Systems | Unified Storage | DF-F850-DBS | HDS314 |  |  |  | Oct 22 2014 5:11PM
San Jose | San Jose -> ETSR2 ZONE 1 -> ROW B -> Z1.B.05 | Z1.B.05 | RU#18 | sjhds36-shelf 7 |  | Hitachi Data Systems | Unified Storage | DF-F850-DBS | HDS314 |  |  |  | Oct 22 2014 5:11PM
San Jose | San Jose -> ETSR2 ZONE 1 -> ROW B -> Z1.B.05 | Z1.B.05 | RU#16 | sjhds36-shelf 6 |  | Hitachi Data Systems | Unified Storage | DF-F850-DBS | HDS314 |  |  |  | Oct 22 2014 5:11PM
San Jose | San Jose -> ETSR2 ZONE 1 -> ROW B -> Z1.B.05 | Z1.B.05 | RU#14 | sjhds36-shelf 5 |  | Hitachi Data Systems | Unified Storage | DF-F850-DBS | HDS314 |  |  |  | Oct 22 2014 5:11PM
San Jose | San Jose -> ETSR2 ZONE 1 -> ROW B -> Z1.B.05 | Z1.B.05 | RU#12 | sjhds36-shelf 4 |  | Hitachi Data Systems | Unified Storage | DF-F850-DBS | HDS314 |  |  |  | Oct 22 2014 5:11PM
San Jose | San Jose -> ETSR2 ZONE 1 -> ROW B -> Z1.B.05 | Z1.B.05 | RU#10 | sjhds36-shelf 3 |  | Hitachi Data Systems | Unified Storage | DF-F850-DBS | HDS314 |  |  |  | Oct 22 2014 5:11PM
San Jose | San Jose -> ETSR2 ZONE 1 -> ROW C -> Z1.C.01 | Z1.C.01 | RU#08 | Blanking Panel |  | APC | NetShelter | AR8101BLK-2U | APC970 |  |  |  | Oct 20 2014 3:26PM
San Jose | San Jose -> ETSR2 ZONE 1 -> ROW C -> Z1.C.01 | Z1.C.01 | RU#06 | Blanking Panel |  | APC | NetShelter | AR8101BLK-2U | APC970 |  |  |  | Oct 20 2014 3:26PM
San Jose | San Jose -> ETSR2 ZONE 1 -> ROW C -> Z1.C.01 | Z1.C.01 | RU#04 | Blanking Panel |  | APC | NetShelter | AR8101BLK-2U | APC970 |  |  |  | Oct 20 2014 3:26PM
San Jose | San Jose -> ETSR2 ZONE 1 -> ROW C -> Z1.C.01 | Z1.C.01 | RU#02 | Blanking Panel |  | APC | NetShelter | AR8101BLK-2U | APC970 |  |  |  | Oct 20 2014 3:26PM
San Jose | San Jose -> ETSR2 ZONE 1 -> ROW C -> Z1.C.01 | Z1.C.01 | RU#01 | blanking panel |  | APC | NetShelter | AR8101BLK-1U | APC969 |  |  |  | Nov 10 2014 5:13PM
San Jose | San Jose -> ETSR2 ZONE 1 -> ROW C -> Z1.C.01 | Z1.C.01 | InOutPlug#2 | ETSR2-Z1C01-PDUA | DATA CENTER OPERATIONS | Raritan Computer | Dominion PX | PX-5522 | RCI293 | PXR9C50001 |  | 10.4.160.58 | Sep 24 2014 4:51PM
San Jose | San Jose -> ETSR2 ZONE 1 -> ROW C -> Z1.C.01 | Z1.C.01 | InOutPlug#1 | ETSR2-Z1C01-PDUB | DATA CENTER OPERATIONS | Raritan Computer | Dominion PX | PX-5522 | RCI293 | PXR9B50010 |  | 10.4.160.59 | Sep 24 2014 4:51PM
San Jose | San Jose -> ETSR2 ZONE 1 -> ROW C -> Z1.C.01 | Z1.C.01 | RU#50 | blanking panel |  | APC | NetShelter | AR8101BLK-2U | APC970 |  |  |  | Apr 17 2015 4:30PM
San Jose | San Jose -> ETSR2 ZONE 1 -> ROW C -> Z1.C.01 | Z1.C.01 | RU#46 | blanking panel |  | APC | NetShelter | AR8101BLK-4U | APC971 |  |  |  | Apr 17 2015 4:30PM
San Jose | San Jose -> ETSR2 ZONE 1 -> ROW C -> Z1.C.01 | Z1.C.01 | RU#44 | SJ1720-06-MON | BACKUP SERVICES | Dell Computer | PowerEdge R-Series | PowerEdge R720 | DELC960 | H9WHN22 | 3138304 | 10.5.101.110, Drac=10.5.66.70 | Nov 10 2014 5:13PM
San Jose | San Jose -> ETSR2 ZONE 1 -> ROW C -> Z1.C.01 | Z1.C.01 | RU#42 | SJ1720-07-MON | BACKUP SERVICES | Dell Computer | PowerEdge R-Series | PowerEdge R720 | DELC960 | H9WKN22 | 3138306 | 10.5.101.111, Drac=10.5.66.71 | Nov 10 2014 5:13PM
San Jose | San Jose -> ETSR2 ZONE 1 -> ROW C -> Z1.C.01 | Z1.C.01 | RU#40 | SJ1720-08-MON | BACKUP SERVICES | Dell Computer | PowerEdge R-Series | PowerEdge R720 | DELC960 | H9W5Q22 | 3138303 | 10.5.101.112, Drac=10.5.66.72 | Nov 10 2014 5:13PM
San Jose | San Jose -> ETSR2 ZONE 1 -> ROW C -> Z1.C.01 | Z1.C.01 | RU#38 | SJ1720-09-MON | BACKUP SERVICES | Dell Computer | PowerEdge R-Series | PowerEdge R720 | DELC960 | H9W6Q22 | 3138305 | 10.5.101.113, Drac=10.5.66.73 | Nov 10 2014 5:13PM
San Jose | San Jose -> ETSR2 ZONE 1 -> ROW C -> Z1.C.01 | Z1.C.01 | RU#36 | SJ1720-10-MON | BACKUP SERVICES | Dell Computer | PowerEdge R-Series | PowerEdge R720 | DELC960 | H9X5Q22 | 3138297 | 10.5.101.114, Drac=10.5.66.74 | Nov 10 2014 5:13PM
San Jose | San Jose -> ETSR2 ZONE 1 -> ROW C -> Z1.C.01 | Z1.C.01 | RU#34 | SJ1720-11-MON | BACKUP SERVICES | Dell Computer | PowerEdge R-Series | PowerEdge R720 | DELC960 | H9X7Q22 | 3138298 | 10.5.101.115, Drac=10.5.66.75 | Nov 10 2014 5:13PM
San Jose | San Jose -> ETSR2 ZONE 1 -> ROW C -> Z1.C.01 | Z1.C.01 | RU#32 | SJ1720-12-MON | BACKUP SERVICES | Dell Computer | PowerEdge R-Series | PowerEdge R720 | DELC960 | H9WJN22 | 3138300 | 10.5.101.116, Drac=10.5.66.76 | Nov 10 2014 5:13PM
San Jose | San Jose -> ETSR2 ZONE 1 -> ROW C -> Z1.C.01 | Z1.C.01 | RU#30 | SJ1720-13-MON | BACKUP SERVICES | Dell Computer | PowerEdge R-Series | PowerEdge R720 | DELC960 | H9X6Q22 | 3138299 | 10.5.101.117, Drac=10.5.66.77 | Nov 10 2014 5:13PM
San Jose | San Jose -> ETSR2 ZONE 1 -> ROW C -> Z1.C.01 | Z1.C.01 | RU#28 | SJ1720-14-MON | BACKUP SERVICES | Dell Computer | PowerEdge R-Series | PowerEdge R720 | DELC960 | H9THN22 | 3138292 | 10.5.101.118, Drac=10.5.66.78 | Nov 10 2014 5:13PM
San Jose | San Jose -> ETSR2 ZONE 1 -> ROW C -> Z1.C.01 | Z1.C.01 | RU#26 | SJ1720-15-MON | BACKUP SERVICES | Dell Computer | PowerEdge R-Series | PowerEdge R720 | DELC960 | H9V7Q22 | 3138291 | 10.5.101.119, Drac=10.5.66.79 | Nov 10 2014 5:13PM
San Jose | San Jose -> ETSR2 ZONE 1 -> ROW C -> Z1.C.01 | Z1.C.01 | RU#24 | SJ1720-16-MON | BACKUP SERVICES | Dell Computer | PowerEdge R-Series | PowerEdge R720 | DELC960 | H9TJN22 | 3138289 | 10.5.101.120, Drac=10.5.66.80 | Nov 10 2014 5:13PM
San Jose | San Jose -> ETSR2 ZONE 1 -> ROW C -> Z1.C.01 | Z1.C.01 | RU#22 | SJ1720-17-MON | BACKUP SERVICES | Dell Computer | PowerEdge R-Series | PowerEdge R720 | DELC960 | H9V5Q22 | 3138290 | 10.5.101.121, Drac=10.5.66.81 | Nov 10 2014 5:13PM
San Jose | San Jose -> ETSR2 ZONE 1 -> ROW C -> Z1.C.01 | Z1.C.01 | RU#20 | SJ1720-18-MON | BACKUP SERVICES | Dell Computer | PowerEdge R-Series | PowerEdge R720 | DELC960 | H9VJN22 | 3138296 | 10.5.101.122, Drac=10.5.66.82 | Nov 10 2014 5:13PM
San Jose | San Jose -> ETSR2 ZONE 1 -> ROW C -> Z1.C.01 | Z1.C.01 | RU#18 | SJ1720-19-MON | BACKUP SERVICES | Dell Computer | PowerEdge R-Series | PowerEdge R720 | DELC960 | H9VHN22 | 3138293 | 10.5.101.123, Drac=10.5.66.83, 1901=10.5.92.242 | Nov 10 2014 5:13PM
San Jose | San Jose -> ETSR2 ZONE 1 -> ROW C -> Z1.C.01 | Z1.C.01 | RU#16 | SJ1720-20-MON | BACKUP SERVICES | Dell Computer | PowerEdge R-Series | PowerEdge R720 | DELC960 | H9TKN22 | 3138295 | 10.5.101.124, Drac=10.5.66.84, 1901=10.5.92.244 | Nov 10 2014 5:13PM
San Jose | San Jose -> ETSR2 ZONE 1 -> ROW C -> Z1.C.01 | Z1.C.01 | RU#14 | SJ1720-21-MON | BACKUP SERVICES | Dell Computer | PowerEdge R-Series | PowerEdge R720 | DELC960 | H9V6Q22 | 3138294 | 10.5.101.125, Drac=10.5.66.85 | Nov 10 2014 5:13PM
San Jose | San Jose -> ETSR2 ZONE 1 -> ROW C -> Z1.C.01 | Z1.C.01 | RU#12 | SJ1720-23-MON | BACKUP SERVICES | Dell Computer | PowerEdge R-Series | PowerEdge R720 | DELC960 | H9VKN22 | 3138301 | 10.5.101.59, iDrac=10.5.66.104, VLAN1901=10.5.92.67, VLAN1902=10.5.96.147, VLAN71=10.5.68.55, Rep=10.116.127.57 | Nov 10 2014 1:18PM
San Jose | San Jose -> ETSR2 ZONE 1 -> ROW C -> Z1.C.01 | Z1.C.01 | RU#10 | SJ1720-22-MON | BACKUP SERVICES | Dell Computer | PowerEdge R-Series | PowerEdge R720 | DELC960 | H9W7Q22 | 3138302 | I.P 10.5.55.64, IDRAC 10.5.66.125 | Nov 10 2014 4:33PM
San Jose | San Jose -> ETSR2 ZONE 1 -> ROW C -> Z1.C.02 | Z1.C.02 | RU#05 | SJHDS38 |  | Hitachi Data Systems | Virtual Storage Series | DW800-CBL | HDS843 |  |  |  | Jul 31 2015 3:44PM
San Jose | San Jose -> ETSR2 ZONE 1 -> ROW C -> Z1.C.02 | Z1.C.02 | RU#03 | Blanking Panel |  | APC | NetShelter | AR8101BLK-2U | APC970 |  |  |  | Oct 20 2014 3:26PM
San Jose | San Jose -> ETSR2 ZONE 1 -> ROW C -> Z1.C.02 | Z1.C.02 | RU#01 | Blanking Panel |  | APC | NetShelter | AR8101BLK-2U | APC970 |  |  |  | Oct 20 2014 3:26PM
San Jose | San Jose -> ETSR2 ZONE 1 -> ROW C -> Z1.C.02 | Z1.C.02 | InOutPlug#2 | ETSR2-Z1C02-PDUA | DATA CENTER OPERATIONS | Raritan Computer | Dominion PX | PX-5522 | RCI293 | PXR0350062 |  | 10.4.160.129 | Sep 24 2014 4:48PM
San Jose | San Jose -> ETSR2 ZONE 1 -> ROW C -> Z1.C.02 | Z1.C.02 | InOutPlug#1 | ETSR2-Z1C02-PDUB | DATA CENTER OPERATIONS | Raritan Computer | Dominion PX | PX-5522 | RCI293 | PXR0350070 |  | 10.4.160.130 | Sep 24 2014 4:48PM
San Jose | San Jose -> ETSR2 ZONE 1 -> ROW C -> Z1.C.02 | Z1.C.02 | RU#50 | blanking panel |  | APC | NetShelter | AR8101BLK-2U | APC970 |  |  |  | Apr 17 2015 4:30PM
San Jose | San Jose -> ETSR2 ZONE 1 -> ROW C -> Z1.C.02 | Z1.C.02 | RU#46 | blanking panel |  | APC | NetShelter | AR8101BLK-4U | APC971 |  |  |  | Apr 17 2015 4:30PM
San Jose | San Jose -> ETSR2 ZONE 1 -> ROW C -> Z1.C.02 | Z1.C.02 | RU#45 | blanking panel |  | APC | NetShelter | AR8101BLK-1U | APC969 |  |  |  | Sep 10 2014 6:22PM
San Jose | San Jose -> ETSR2 ZONE 1 -> ROW C -> Z1.C.02 | Z1.C.02 | RU#37 | blanking panel |  | APC | NetShelter | AR8101BLK-8U | APC972 |  |  |  | Sep 10 2014 6:22PM
San Jose | San Jose -> ETSR2 ZONE 1 -> ROW C -> Z1.C.02 | Z1.C.02 | RU#35 | Blanking Panel |  | APC | NetShelter | AR8101BLK-2U | APC970 |  |  |  | Oct 20 2014 3:26PM
San Jose | San Jose -> ETSR2 ZONE 1 -> ROW C -> Z1.C.02 | Z1.C.02 | RU#33 | Blanking Panel |  | APC | NetShelter | AR8101BLK-2U | APC970 |  |  |  | Oct 20 2014 3:26PM
San Jose | San Jose -> ETSR2 ZONE 1 -> ROW C -> Z1.C.02 | Z1.C.02 | RU#31 | Blanking Panel |  | APC | NetShelter | AR8101BLK-2U | APC970 |  |  |  | Oct 20 2014 3:26PM
San Jose | San Jose -> ETSR2 ZONE 1 -> ROW C -> Z1.C.02 | Z1.C.02 | RU#29 | Blanking Panel |  | APC | NetShelter | AR8101BLK-2U | APC970 |  |  |  | Oct 20 2014 3:26PM
San Jose | San Jose -> ETSR2 ZONE 1 -> ROW C -> Z1.C.02 | Z1.C.02 | RU#27 | Blanking Panel |  | APC | NetShelter | AR8101BLK-2U | APC970 |  |  |  | Oct 20 2014 3:26PM
San Jose | San Jose -> ETSR2 ZONE 1 -> ROW C -> Z1.C.02 | Z1.C.02 | RU#25 | Blanking Panel |  | APC | NetShelter | AR8101BLK-2U | APC970 |  |  |  | Oct 20 2014 3:26PM
San Jose | San Jose -> ETSR2 ZONE 1 -> ROW C -> Z1.C.02 | Z1.C.02 | RU#23 | SJHDS38 SHELF8 |  | Hitachi Data Systems | Virtual Storage Series | DW-F800-DBSC | HDS844 |  |  |  | Jul 31 2015 3:44PM
San Jose | San Jose -> ETSR2 ZONE 1 -> ROW C -> Z1.C.02 | Z1.C.02 | RU#21 | SJHDS38 SHELF7 |  | Hitachi Data Systems | Virtual Storage Series | DW-F800-DBSC | HDS844 |  |  |  | Jul 31 2015 3:44PM
San Jose | San Jose -> ETSR2 ZONE 1 -> ROW C -> Z1.C.02 | Z1.C.02 | RU#19 | SJHDS38 SHELF6 |  | Hitachi Data Systems | Virtual Storage Series | DW-F800-DBSC | HDS844 |  |  |  | Jul 31 2015 3:44PM
San Jose | San Jose -> ETSR2 ZONE 1 -> ROW C -> Z1.C.02 | Z1.C.02 | RU#17 | SJHDS38 SHELF5 |  | Hitachi Data Systems | Virtual Storage Series | DW-F800-DBSC | HDS844 |  |  |  | Jul 31 2015 3:44PM
San Jose | San Jose -> ETSR2 ZONE 1 -> ROW C -> Z1.C.02 | Z1.C.02 | RU#15 | SJHDS38 SHELF4 |  | Hitachi Data Systems | Virtual Storage Series | DW-F800-DBSC | HDS844 |  |  |  | Jul 31 2015 3:44PM
San Jose | San Jose -> ETSR2 ZONE 1 -> ROW C -> Z1.C.02 | Z1.C.02 | RU#13 | SJHDS38 SHELF3 |  | Hitachi Data Systems | Virtual Storage Series | DW-F800-DBSC | HDS844 |  |  |  | Jul 31 2015 3:44PM
San Jose | San Jose -> ETSR2 ZONE 1 -> ROW C -> Z1.C.02 | Z1.C.02 | RU#11 | SJHDS38 SHELF2 |  | Hitachi Data Systems | Virtual Storage Series | DW-F800-DBSC | HDS844 |  |  |  | Jul 31 2015 3:44PM
San Jose | San Jose -> ETSR2 ZONE 1 -> ROW C -> Z1.C.02 | Z1.C.02 | RU#09 | SJHDS38 SHELF1 |  | Hitachi Data Systems | Virtual Storage Series | DW-F800-DBSC | HDS844 |  |  |  | Jul 31 2015 3:44PM
San Jose | San Jose -> ETSR2 ZONE 1 -> ROW C -> Z1.C.03 | Z1.C.03 | RU#01 | SJ1DCA008 |  | Dell Computer | PowerEdge M-Series | PowerEdge M1000e | DELC001 |  |  |  | Jun 7 2016 5:04PM
San Jose | San Jose -> ETSR2 ZONE 1 -> ROW C -> Z1.C.03 | Z1.C.03 | InOutPlug#2 | ETSR2-Z1C03-PDUA | DATA CENTER OPERATIONS | Raritan Computer | Dominion PX | PX-5522 | RCI293 | QB64450009 |  | 10.4.160.138 | Sep 24 2014 4:46PM
San Jose | San Jose -> ETSR2 ZONE 1 -> ROW C -> Z1.C.03 | Z1.C.03 | InOutPlug#1 | ETSR2-Z1C03-PDUB | DATA CENTER OPERATIONS | Raritan Computer | Dominion PX | PX-5522 | RCI293 | QB64450070 |  | 10.4.160.146 | Sep 24 2014 4:46PM
San Jose | San Jose -> ETSR2 ZONE 1 -> ROW C -> Z1.C.03 | Z1.C.03 | RU#50 | blanking panel |  | APC | NetShelter | AR8101BLK-2U | APC970 |  |  |  | Apr 17 2015 4:30PM
San Jose | San Jose -> ETSR2 ZONE 1 -> ROW C -> Z1.C.03 | Z1.C.03 | RU#46 | blanking panel |  | APC | NetShelter | AR8101BLK-4U | APC971 |  |  |  | Apr 17 2015 4:30PM
San Jose | San Jose -> ETSR2 ZONE 1 -> ROW C -> Z1.C.03 | Z1.C.03 | RU#45 | blanking panel |  | APC | NetShelter | AR8101BLK-1U | APC969 |  |  |  | Sep 10 2014 6:25PM
San Jose | San Jose -> ETSR2 ZONE 1 -> ROW C -> Z1.C.03 | Z1.C.03 | RU#41 | blanking panel |  | APC | NetShelter | AR8101BLK-4U | APC971 |  |  |  | Sep 10 2014 6:25PM
San Jose | San Jose -> ETSR2 ZONE 1 -> ROW C -> Z1.C.03 | Z1.C.03 | RU#33 | blanking panel |  | APC | NetShelter | AR8101BLK-8U | APC972 |  |  |  | Sep 10 2014 6:25PM
San Jose | San Jose -> ETSR2 ZONE 1 -> ROW C -> Z1.C.03 | Z1.C.03 | RU#29 | SJ1DRA338 |  | Dell Computer | PowerEdge R-Series | PowerEdge R730 - 3.5 Inch Drive Bays | DELM603 |  |  | DRAC: 10.4.179.37 | Aug 26 2015 3:04PM
San Jose | San Jose -> ETSR2 ZONE 1 -> ROW C -> Z1.C.03 | Z1.C.03 | RU#27 | SJ1DRA337 |  | Dell Computer | PowerEdge R-Series | PowerEdge R730 - 3.5 Inch Drive Bays | DELM603 |  |  | DRAC: 10.4.179.36 | Aug 26 2015 3:04PM
San Jose | San Jose -> ETSR2 ZONE 1 -> ROW C -> Z1.C.03 | Z1.C.03 | RU#25 | SJ1DRA336 |  | Dell Computer | PowerEdge R-Series | PowerEdge R730 - 3.5 Inch Drive Bays | DELM603 |  |  | DRAC: 10.4.179.35 | Aug 26 2015 3:04PM
San Jose | San Jose -> ETSR2 ZONE 1 -> ROW C -> Z1.C.03 | Z1.C.03 | RU#23 | SJ1DRA335 |  | Dell Computer | PowerEdge R-Series | PowerEdge R730 - 3.5 Inch Drive Bays | DELM603 |  |  | DRAC: 10.4.179.34 | Aug 26 2015 3:04PM
San Jose | San Jose -> ETSR2 ZONE 1 -> ROW C -> Z1.C.03 | Z1.C.03 | RU#21 | SJ1DRA334 |  | Dell Computer | PowerEdge R-Series | PowerEdge R730 - 3.5 Inch Drive Bays | DELM603 |  |  | DRAC: 10.4.179.33 | Aug 26 2015 3:03PM
San Jose | San Jose -> ETSR2 ZONE 1 -> ROW C -> Z1.C.04 | Z1.C.04 | RU#07 | blanking panel |  | APC | NetShelter | AR8101BLK-8U | APC972 |  |  |  | Aug 9 2016 5:07PM
San Jose | San Jose -> ETSR2 ZONE 1 -> ROW C -> Z1.C.04 | Z1.C.04 | RU#05 | blanking panel |  | APC | NetShelter | AR8101BLK-2U | APC970 |  |  |  | Sep 10 2014 6:27PM
San Jose | San Jose -> ETSR2 ZONE 1 -> ROW C -> Z1.C.04 | Z1.C.04 | RU#01 | blanking panel |  | APC | NetShelter | AR8101BLK-4U | APC971 |  |  |  | Sep 10 2014 6:27PM
San Jose | San Jose -> ETSR2 ZONE 1 -> ROW C -> Z1.C.04 | Z1.C.04 | InOutPlug#2 | ETSR2-Z1C04-PDUA | DATA CENTER OPERATIONS | Raritan Computer | Dominion PX | PX-5522 | RCI293 | QB64450011 |  | 10.4.160.147 | Sep 24 2014 4:44PM
San Jose | San Jose -> ETSR2 ZONE 1 -> ROW C -> Z1.C.04 | Z1.C.04 | InOutPlug#1 | ETSR2-Z1C04-PDUB | DATA CENTER OPERATIONS | Raritan Computer | Dominion PX | PX-5522 | RCI293 | QB64450055 |  | 10.4.160.153 | Sep 24 2014 4:44PM
San Jose | San Jose -> ETSR2 ZONE 1 -> ROW C -> Z1.C.04 | Z1.C.04 | RU#50 | blanking panel |  | APC | NetShelter | AR8101BLK-2U | APC970 |  |  |  | Apr 17 2015 4:30PM
San Jose | San Jose -> ETSR2 ZONE 1 -> ROW C -> Z1.C.04 | Z1.C.04 | RU#46 | blanking panel |  | APC | NetShelter | AR8101BLK-4U | APC971 |  |  |  | Apr 17 2015 4:30PM
San Jose | San Jose -> ETSR2 ZONE 1 -> ROW C -> Z1.C.04 | Z1.C.04 | RU#45 | blanking panel |  | APC | NetShelter | AR8101BLK-1U | APC969 |  |  |  | Sep 10 2014 6:27PM
San Jose | San Jose -> ETSR2 ZONE 1 -> ROW C -> Z1.C.04 | Z1.C.04 | RU#37 | blanking panel |  | APC | NetShelter | AR8101BLK-8U | APC972 |  |  |  | Sep 10 2014 6:27PM
San Jose | San Jose -> ETSR2 ZONE 1 -> ROW C -> Z1.C.04 | Z1.C.04 | RU#35 | blanking panel |  | APC | NetShelter | AR8101BLK-2U | APC970 |  |  |  | Aug 9 2016 5:07PM
San Jose | San Jose -> ETSR2 ZONE 1 -> ROW C -> Z1.C.04 | Z1.C.04 | RU#31 | blanking panel |  | APC | NetShelter | AR8101BLK-4U | APC971 |  |  |  | Aug 9 2016 5:07PM
San Jose | San Jose -> ETSR2 ZONE 1 -> ROW C -> Z1.C.04 | Z1.C.04 | RU#23 | blanking panel |  | APC | NetShelter | AR8101BLK-8U | APC972 |  |  |  | Aug 9 2016 5:07PM
San Jose | San Jose -> ETSR2 ZONE 1 -> ROW C -> Z1.C.04 | Z1.C.04 | RU#15 | blanking panel |  | APC | NetShelter | AR8101BLK-8U | APC972 |  |  |  | Aug 9 2016 5:07PM
San Jose | San Jose -> ETSR2 ZONE 1 -> ROW D -> Z1.D.01 | Z1.D.01 | RU#01 | SJ1DCA007 |  | Dell Computer | PowerEdge M-Series | PowerEdge M1000e | DELC001 |  |  |  | Aug 19 2015 4:10PM
San Jose | San Jose -> ETSR2 ZONE 1 -> ROW D -> Z1.D.01 | Z1.D.01 | InOutPlug#2 | ETSR2-Z1D01-PDUA | DATA CENTER OPERATIONS | Raritan Computer | Dominion PX | PX-5522 | RCI293 | PXR1450008 |  | 10.4.160.154 | Sep 24 2014 4:58PM
San Jose | San Jose -> ETSR2 ZONE 1 -> ROW D -> Z1.D.01 | Z1.D.01 | InOutPlug#1 | ETSR2-Z1D01-PDUB | DATA CENTER OPERATIONS | Raritan Computer | Dominion PX | PX-5522 | RCI293 | PXR1450009 |  | 10.4.160.155 | Sep 24 2014 4:58PM
San Jose | San Jose -> ETSR2 ZONE 1 -> ROW D -> Z1.D.01 | Z1.D.01 | RU#51 | EVMON-ETSR2Z1 |  | Ravica | SensorProbes | SecurityProbe-Rackmount | RAVI003 |  |  |  | Dec 1 2014 5:10PM
San Jose | San Jose -> ETSR2 ZONE 1 -> ROW D -> Z1.D.01 | Z1.D.01 | RU#50 | blanking panel |  | APC | NetShelter | AR8101BLK-1U | APC969 |  |  |  | Apr 17 2015 4:34PM
San Jose | San Jose -> ETSR2 ZONE 1 -> ROW D -> Z1.D.01 | Z1.D.01 | RU#46 | blanking panel |  | APC | NetShelter | AR8101BLK-4U | APC971 |  |  |  | Apr 17 2015 4:34PM
San Jose | San Jose -> ETSR2 ZONE 1 -> ROW D -> Z1.D.01 | Z1.D.01 | RU#45 | blanking panel |  | APC | NetShelter | AR8101BLK-1U | APC969 |  |  |  | Apr 17 2015 4:34PM
San Jose | San Jose -> ETSR2 ZONE 1 -> ROW D -> Z1.D.01 | Z1.D.01 | RU#44 | blanking panel |  | APC | NetShelter | AR8101BLK-1U | APC969 |  |  |  | Dec 1 2014 5:10PM
San Jose | San Jose -> ETSR2 ZONE 1 -> ROW D -> Z1.D.01 | Z1.D.01 | RU#43 | blanking panel |  | APC | NetShelter | AR8101BLK-1U | APC969 |  |  |  | Mar 25 2015 12:55PM
San Jose | San Jose -> ETSR2 ZONE 1 -> ROW D -> Z1.D.01 | Z1.D.01 | RU#39 | blanking panel |  | APC | NetShelter | AR8101BLK-4U | APC971 |  |  |  | Mar 25 2015 12:55PM
San Jose | San Jose -> ETSR2 ZONE 1 -> ROW D -> Z1.D.01 | Z1.D.01 | RU#35 | 4U Blanking Panel |  | APC | NetShelter | AR8101BLK-4U | APC971 |  |  |  | Sep 18 2015 1:17PM
San Jose | San Jose -> ETSR2 ZONE 1 -> ROW D -> Z1.D.01 | Z1.D.01 | RU#34 | AR8101BLK-1U |  | APC | NetShelter | AR8101BLK-1U | APC969 |  |  |  | Sep 18 2015 1:17PM
San Jose | San Jose -> ETSR2 ZONE 1 -> ROW D -> Z1.D.01 | Z1.D.01 | RU#33 | AR8101BLK-1U |  | APC | NetShelter | AR8101BLK-1U | APC969 |  |  |  | Sep 18 2015 1:17PM
San Jose | San Jose -> ETSR2 ZONE 1 -> ROW D -> Z1.D.01 | Z1.D.01 | RU#31 | SJ1DRA334 |  | Dell Computer | PowerEdge R-Series | PowerEdge R730 - Closed | DELM803 | DBC7T52 | 100214357 | DRAC - 10.4.172.20 | Sep 18 2015 12:54PM
San Jose | San Jose -> ETSR2 ZONE 1 -> ROW D -> Z1.D.01 | Z1.D.01 | RU#29 | SJ1DRA335 |  | Dell Computer | PowerEdge R-Series | PowerEdge R730 - Closed | DELM803 | DBC8T52 | 100214353 | DRAC - 10.4.172.21 | Sep 18 2015 12:54PM
San Jose | San Jose -> ETSR2 ZONE 1 -> ROW D -> Z1.D.01 | Z1.D.01 | RU#27 | SJ1DRA336 |  | Dell Computer | PowerEdge R-Series | PowerEdge R730 - Closed | DELM803 | DHQ0T52 | 100214356 | DRAC - 10.4.172.22 | Sep 18 2015 12:54PM
San Jose | San Jose -> ETSR2 ZONE 1 -> ROW D -> Z1.D.01 | Z1.D.01 | RU#25 | SJ1DRA337 |  | Dell Computer | PowerEdge R-Series | PowerEdge R730 - Closed | DELM803 | DBC5T52 | 100214354 | DRAC - 10.4.172.23 | Sep 18 2015 12:54PM
San Jose | San Jose -> ETSR2 ZONE 1 -> ROW D -> Z1.D.01 | Z1.D.01 | RU#23 | SJ1DRA338 |  | Dell Computer | PowerEdge R-Series | PowerEdge R730 - Closed | DELM803 | DBC9T52 | 100214355 | DRAC - 10.4.172.23 | Sep 18 2015 12:54PM
San Jose | San Jose -> ETSR2 ZONE 1 -> ROW D -> Z1.D.01 | Z1.D.01 | RU#15 | blanking panel |  | APC | NetShelter | AR8101BLK-8U | APC972 |  |  |  | Mar 25 2015 12:55PM
San Jose | San Jose -> ETSR2 ZONE 1 -> ROW D -> Z1.D.01 | Z1.D.01 | RU#11 | 4U Blanking Panel |  | APC | NetShelter | AR8101BLK-4U | APC971 |  |  |  | Sep 18 2015 1:17PM
San Jose | San Jose -> ETSR2 ZONE 1 -> ROW D -> Z1.D.01 -> SJ1DCA007 | SJ1DCA007 | Slot#8 | sj1dba059 |  | Dell Computer | PowerEdge M-Series | PowerEdge M910 | DELC565 |  |  |  | Sep 18 2015 1:25PM
San Jose | San Jose -> ETSR2 ZONE 1 -> ROW D -> Z1.D.01 -> SJ1DCA007 | SJ1DCA007 | Slot#7 | sj1dba058 |  | Dell Computer | PowerEdge M-Series | PowerEdge M910 | DELC565 |  |  |  | Sep 18 2015 1:25PM
San Jose | San Jose -> ETSR2 ZONE 1 -> ROW D -> Z1.D.01 -> SJ1DCA007 | SJ1DCA007 | Slot#6 | sj1dba057 |  | Dell Computer | PowerEdge M-Series | PowerEdge M910 | DELC565 |  |  |  | Sep 18 2015 1:25PM
San Jose | San Jose -> ETSR2 ZONE 1 -> ROW D -> Z1.D.01 -> SJ1DCA007 | SJ1DCA007 | Slot#5 | sj1dba056 |  | Dell Computer | PowerEdge M-Series | PowerEdge M910 | DELC565 |  |  |  | Sep 18 2015 1:25PM
San Jose | San Jose -> ETSR2 ZONE 1 -> ROW D -> Z1.D.01 -> SJ1DCA007 | SJ1DCA007 | Slot#4 | sj1dba055 |  | Dell Computer | PowerEdge M-Series | PowerEdge M910 | DELC565 |  |  |  | Sep 18 2015 1:25PM
San Jose | San Jose -> ETSR2 ZONE 1 -> ROW D -> Z1.D.01 -> SJ1DCA007 | SJ1DCA007 | Slot#3 | sj1dba054 |  | Dell Computer | PowerEdge M-Series | PowerEdge M910 | DELC565 |  |  |  | Sep 18 2015 1:25PM
San Jose | San Jose -> ETSR2 ZONE 1 -> ROW D -> Z1.D.01 -> SJ1DCA007 | SJ1DCA007 | Slot#2 | sj1dba053 |  | Dell Computer | PowerEdge M-Series | PowerEdge M910 | DELC565 |  |  |  | Sep 18 2015 1:25PM
San Jose | San Jose -> ETSR2 ZONE 1 -> ROW D -> Z1.D.01 -> SJ1DCA007 | SJ1DCA007 | Slot#1 | sj1dba052 |  | Dell Computer | PowerEdge M-Series | PowerEdge M910 | DELC565 |  |  |  | Sep 18 2015 1:25PM
San Jose | San Jose -> ETSR2 ZONE 1 -> ROW D -> Z1.D.02 | Z1.D.02 | RU#01 | SJ1DCA002 | LAB SERVICES | Dell Computer | PowerEdge M-Series | PowerEdge M1000e | DELC001 | 5D9D9S1 |  | NA | Aug 1 2014 4:42PM
San Jose | San Jose -> ETSR2 ZONE 1 -> ROW D -> Z1.D.02 | Z1.D.02 | InOutPlug#2 | ETSR2Z1D02PDUA | DATA CENTER OPERATIONS | Raritan Computer | Dominion PX | PX-5522 | RCI293 | PXR1450086 |  | 10.4.160.91 | Sep 24 2014 4:56PM
San Jose | San Jose -> ETSR2 ZONE 1 -> ROW D -> Z1.D.02 | Z1.D.02 | InOutPlug#1 | ETSR2Z1D02PDUB | DATA CENTER OPERATIONS | Raritan Computer | Dominion PX | PX-5522 | RCI293 | PXR1750004 |  | 10.4.160.92 | Sep 24 2014 4:56PM
San Jose | San Jose -> ETSR2 ZONE 1 -> ROW D -> Z1.D.02 | Z1.D.02 | RU#50 | blanking panel |  | APC | NetShelter | AR8101BLK-2U | APC970 |  |  |  | Apr 17 2015 4:34PM
San Jose | San Jose -> ETSR2 ZONE 1 -> ROW D -> Z1.D.02 | Z1.D.02 | RU#46 | blanking panel |  | APC | NetShelter | AR8101BLK-4U | APC971 |  |  |  | Apr 17 2015 4:34PM
San Jose | San Jose -> ETSR2 ZONE 1 -> ROW D -> Z1.D.02 | Z1.D.02 | RU#45 | cable manager | DATA CENTER OPERATIONS | Leviton Voice and Data | Versi-Duct | 491RU-HFO | LEVI913 |  |  |  | Aug 1 2014 4:42PM
San Jose | San Jose -> ETSR2 ZONE 1 -> ROW D -> Z1.D.02 | Z1.D.02 | RU#40 | SJC-CLOUDFW1 | NETWORK SERVICES | Juniper Networks | SRX Series | SRX3600 | JUNP176 | AB5112AA0026C | 3122927 |  | Aug 1 2014 4:42PM
San Jose | San Jose -> ETSR2 ZONE 1 -> ROW D -> Z1.D.02 | Z1.D.02 | RU#39 | cable manager | DATA CENTER OPERATIONS | Leviton Voice and Data | Versi-Duct | 491RU-HFO | LEVI913 |  |  |  | Aug 1 2014 4:42PM
San Jose | San Jose -> ETSR2 ZONE 1 -> ROW D -> Z1.D.02 | Z1.D.02 | RU#38 | SJC-CDMZCS01 | NETWORK SERVICES | Cisco Systems | Catalyst 4500-X | WS-C4500X-32SFP+ | CISC048 | JAE171807Q6 |  |  | Aug 1 2014 4:41PM
San Jose | San Jose -> ETSR2 ZONE 1 -> ROW D -> Z1.D.02 | Z1.D.02 | RU#37 | cable manager | DATA CENTER OPERATIONS | Leviton Voice and Data | Versi-Duct | 491RU-HFO | LEVI913 |  |  |  | Aug 1 2014 4:42PM
San Jose | San Jose -> ETSR2 ZONE 1 -> ROW D -> Z1.D.02 | Z1.D.02 | RU#36 | SJC-CINTCS01 | NETWORK SERVICES | Cisco Systems | Catalyst 4500-X | WS-C4500X-32SFP+ | CISC048 | JAE171807PE |  |  | Aug 1 2014 4:41PM
San Jose | San Jose -> ETSR2 ZONE 1 -> ROW D -> Z1.D.02 | Z1.D.02 | RU#35 | cable manager | DATA CENTER OPERATIONS | Leviton Voice and Data | Versi-Duct | 491RU-HFO | LEVI913 |  |  |  | Aug 1 2014 4:42PM
San Jose | San Jose -> ETSR2 ZONE 1 -> ROW D -> Z1.D.02 | Z1.D.02 | RU#34 | SJ1LTM007 | NETWORK SERVICES | F5 Networks | BIG-IP | BIG-IP 3600 | F5LA208 | F5-XQ0Z-ISXD | NA | NA | May 30 2014 5:27PM
San Jose | San Jose -> ETSR2 ZONE 1 -> ROW D -> Z1.D.02 | Z1.D.02 | RU#31 | blanking panel | DATA CENTER OPERATIONS | APC | NetShelter | AR8101BLK-2U | APC970 |  |  |  | Aug 1 2014 4:41PM
San Jose | San Jose -> ETSR2 ZONE 1 -> ROW D -> Z1.D.02 | Z1.D.02 | RU#29 | blanking panel | DATA CENTER OPERATIONS | APC | NetShelter | AR8101BLK-2U | APC970 |  |  |  | Aug 1 2014 4:41PM
San Jose | San Jose -> ETSR2 ZONE 1 -> ROW D -> Z1.D.02 | Z1.D.02 | RU#27 | blanking panel | DATA CENTER OPERATIONS | APC | NetShelter | AR8101BLK-2U | APC970 |  |  |  | Aug 1 2014 4:41PM
San Jose | San Jose -> ETSR2 ZONE 1 -> ROW D -> Z1.D.02 | Z1.D.02 | RU#25 | blanking panel | DATA CENTER OPERATIONS | APC | NetShelter | AR8101BLK-2U | APC970 |  |  |  | Aug 1 2014 4:41PM
San Jose | San Jose -> ETSR2 ZONE 1 -> ROW D -> Z1.D.02 | Z1.D.02 | RU#23 | blanking panel | DATA CENTER OPERATIONS | APC | NetShelter | AR8101BLK-2U | APC970 |  |  |  | Aug 1 2014 4:41PM
San Jose | San Jose -> ETSR2 ZONE 1 -> ROW D -> Z1.D.02 | Z1.D.02 | RU#22 | cable manager | DATA CENTER OPERATIONS | Leviton Voice and Data | Versi-Duct | 491RU-HFO | LEVI913 |  |  |  | Aug 1 2014 4:42PM
San Jose | San Jose -> ETSR2 ZONE 1 -> ROW D -> Z1.D.02 | Z1.D.02 | RU#12 | SJ1DCA006 | VPT SERVICES | Dell Computer | PowerEdge M-Series | PowerEdge M1000e | DELC001 | DFWYL02, 5D9D9S1 | 3134172 | PC1=10.4.173.50, PC2=10.4.173.51, ILOa=10.4.172.137, ILOb=10.4.172.138 | Aug 1 2014 4:42PM
San Jose | San Jose -> ETSR2 ZONE 1 -> ROW D -> Z1.D.02 | Z1.D.02 | RU#11 | cable manager | DATA CENTER OPERATIONS | Leviton Voice and Data | Versi-Duct | 491RU-HFO | LEVI913 |  |  |  | Aug 1 2014 4:42PM
San Jose | San Jose -> ETSR2 ZONE 1 -> ROW D -> Z1.D.02 -> SJ1DCA002 | SJ1DCA002 | Slot#8 | SJ1DBA024 |  | Dell Computer | PowerEdge M-Series | PowerEdge M910 | DELC565 | 183G9S1 |  |  | Aug 4 2014 4:16PM
San Jose | San Jose -> ETSR2 ZONE 1 -> ROW D -> Z1.D.02 -> SJ1DCA002 | SJ1DCA002 | Slot#7 | SJ1DBA023 |  | Dell Computer | PowerEdge M-Series | PowerEdge M910 | DELC565 | J73G9S1 |  |  | Aug 4 2014 4:16PM
San Jose | San Jose -> ETSR2 ZONE 1 -> ROW D -> Z1.D.02 -> SJ1DCA002 | SJ1DCA002 | Slot#6 | SJ1DBA022 |  | Dell Computer | PowerEdge M-Series | PowerEdge M910 | DELC565 | 283G9S1 |  |  | Aug 4 2014 4:16PM
San Jose | San Jose -> ETSR2 ZONE 1 -> ROW D -> Z1.D.02 -> SJ1DCA002 | SJ1DCA002 | Slot#5 | SJ1DBA021 |  | Dell Computer | PowerEdge M-Series | PowerEdge M910 | DELC565 | H73G9S1 |  |  | Aug 4 2014 4:16PM
San Jose | San Jose -> ETSR2 ZONE 1 -> ROW D -> Z1.D.02 -> SJ1DCA002 | SJ1DCA002 | Slot#4 | SJ1DBA020 | LAB SERVICES | Dell Computer | PowerEdge M-Series | PowerEdge M910 | DELC565 | DKVS3Y1 |  |  | Aug 1 2014 4:42PM
San Jose | San Jose -> ETSR2 ZONE 1 -> ROW D -> Z1.D.02 -> SJ1DCA002 | SJ1DCA002 | Slot#3 | SJ1DBA019 | LAB SERVICES | Dell Computer | PowerEdge M-Series | PowerEdge M910 | DELC565 | 9KVS3Y1 |  |  | Aug 1 2014 4:42PM
San Jose | San Jose -> ETSR2 ZONE 1 -> ROW D -> Z1.D.02 -> SJ1DCA002 | SJ1DCA002 | Slot#2 | SJ1DBA018 | LAB SERVICES | Dell Computer | PowerEdge M-Series | PowerEdge M910 | DELC565 | 8KVS3Y1 |  |  | Aug 1 2014 4:42PM
San Jose | San Jose -> ETSR2 ZONE 1 -> ROW D -> Z1.D.02 -> SJ1DCA002 | SJ1DCA002 | Slot#1 | SJ1DBA017 | LAB SERVICES | Dell Computer | PowerEdge M-Series | PowerEdge M910 | DELC565 | D08FSS1 |  |  | Aug 1 2014 4:42PM
San Jose | San Jose -> ETSR2 ZONE 1 -> ROW D -> Z1.D.02 -> SJ1DCA006 | SJ1DCA006 | Slot#8 | SJ1DBA048 |  | Dell Computer | PowerEdge M-Series | PowerEdge M910 | DELC565 | DF9YL02 |  |  | Aug 4 2014 4:10PM
San Jose | San Jose -> ETSR2 ZONE 1 -> ROW D -> Z1.D.02 -> SJ1DCA006 | SJ1DCA006 | Slot#7 | SJ1DBA047 |  | Dell Computer | PowerEdge M-Series | PowerEdge M910 | DELC565 | DF7YL02 |  |  | Aug 4 2014 4:10PM
San Jose | San Jose -> ETSR2 ZONE 1 -> ROW D -> Z1.D.02 -> SJ1DCA006 | SJ1DCA006 | Slot#6 | SJ1DBA046 |  | Dell Computer | PowerEdge M-Series | PowerEdge M910 | DELC565 | DFBXL02 |  |  | Aug 4 2014 4:10PM
San Jose | San Jose -> ETSR2 ZONE 1 -> ROW D -> Z1.D.02 -> SJ1DCA006 | SJ1DCA006 | Slot#5 | SJ1DBA045 |  | Dell Computer | PowerEdge M-Series | PowerEdge M910 | DELC565 | DF9ZL02 |  |  | Aug 4 2014 4:10PM
San Jose | San Jose -> ETSR2 ZONE 1 -> ROW D -> Z1.D.02 -> SJ1DCA006 | SJ1DCA006 | Slot#4 | SJ1DBA044 |  | Dell Computer | PowerEdge M-Series | PowerEdge M910 | DELC565 | DF9XL02 |  |  | Aug 4 2014 4:10PM
San Jose | San Jose -> ETSR2 ZONE 1 -> ROW D -> Z1.D.02 -> SJ1DCA006 | SJ1DCA006 | Slot#3 | SJ1DBA043 |  | Dell Computer | PowerEdge M-Series | PowerEdge M910 | DELC565 | DF8XL02 |  |  | Aug 4 2014 4:10PM
San Jose | San Jose -> ETSR2 ZONE 1 -> ROW D -> Z1.D.02 -> SJ1DCA006 | SJ1DCA006 | Slot#2 | SJ1DBA042 |  | Dell Computer | PowerEdge M-Series | PowerEdge M910 | DELC565 | DF8YL02 |  |  | Aug 4 2014 4:10PM
San Jose | San Jose -> ETSR2 ZONE 1 -> ROW D -> Z1.D.02 -> SJ1DCA006 | SJ1DCA006 | Slot#1 | SJ1DBA041 |  | Dell Computer | PowerEdge M-Series | PowerEdge M910 | DELC565 | DF8ZL02 |  |  | Aug 4 2014 4:10PM
San Jose | San Jose -> ETSR2 ZONE 1 -> ROW D -> Z1.D.03 | Z1.D.03 | RU#01 | SJ1DCA003 | LAB SERVICES | Dell Computer | PowerEdge M-Series | PowerEdge M1000e | DELC001 | 808FSS1 |  |  | Aug 1 2014 4:43PM
San Jose | San Jose -> ETSR2 ZONE 1 -> ROW D -> Z1.D.03 | Z1.D.03 | InOutPlug#2 | ETSR2Z1D03PDUA | DATA CENTER OPERATIONS | Raritan Computer | Dominion PX | PX-5522 | RCI293 | PXR9B50001 |  | 10.4.160.98 | Sep 24 2014 4:54PM
San Jose | San Jose -> ETSR2 ZONE 1 -> ROW D -> Z1.D.03 | Z1.D.03 | InOutPlug#1 | ETSR2Z1D03PDUB | DATA CENTER OPERATIONS | Raritan Computer | Dominion PX | PX-5522 | RCI293 | PXR1750016 |  | 10.4.160.99 | Sep 24 2014 4:54PM
San Jose | San Jose -> ETSR2 ZONE 1 -> ROW D -> Z1.D.03 | Z1.D.03 | RU#50 | blanking panel |  | APC | NetShelter | AR8101BLK-2U | APC970 |  |  |  | Apr 17 2015 4:35PM
San Jose | San Jose -> ETSR2 ZONE 1 -> ROW D -> Z1.D.03 | Z1.D.03 | RU#46 | blanking panel |  | APC | NetShelter | AR8101BLK-4U | APC971 |  |  |  | Apr 17 2015 4:35PM
San Jose | San Jose -> ETSR2 ZONE 1 -> ROW D -> Z1.D.03 | Z1.D.03 | RU#45 | cable manager | DATA CENTER OPERATIONS | Leviton Voice and Data | Versi-Duct | 491RU-HFO | LEVI913 |  |  |  | Aug 1 2014 4:44PM
San Jose | San Jose -> ETSR2 ZONE 1 -> ROW D -> Z1.D.03 | Z1.D.03 | RU#40 | SJC-CLOUDFW2 | NETWORK SERVICES | Juniper Networks | SRX Series | SRX3600 | JUNP176 | AB5012AA0034C | 3122928 |  | Aug 1 2014 4:44PM
San Jose | San Jose -> ETSR2 ZONE 1 -> ROW D -> Z1.D.03 | Z1.D.03 | RU#39 | cable manager | DATA CENTER OPERATIONS | Leviton Voice and Data | Versi-Duct | 491RU-HFO | LEVI913 |  |  |  | Aug 1 2014 4:44PM
San Jose | San Jose -> ETSR2 ZONE 1 -> ROW D -> Z1.D.03 | Z1.D.03 | RU#38 | SJC-CDMZCS02 | NETWORK SERVICES | Cisco Systems | Catalyst 4500-X | WS-C4500X-32SFP+ | CISC048 | JAE171807S6 |  |  | Aug 1 2014 4:43PM
San Jose | San Jose -> ETSR2 ZONE 1 -> ROW D -> Z1.D.03 | Z1.D.03 | RU#37 | cable manager | DATA CENTER OPERATIONS | Leviton Voice and Data | Versi-Duct | 491RU-HFO | LEVI913 |  |  |  | Aug 1 2014 4:44PM
San Jose | San Jose -> ETSR2 ZONE 1 -> ROW D -> Z1.D.03 | Z1.D.03 | RU#36 | SJC-CINTCS02 | NETWORK SERVICES | Cisco Systems | Catalyst 4500-X | WS-C4500X-32SFP+ | CISC048 | JAE171807QQ |  |  | Aug 1 2014 4:43PM
San Jose | San Jose -> ETSR2 ZONE 1 -> ROW D -> Z1.D.03 | Z1.D.03 | RU#35 | cable manager | DATA CENTER OPERATIONS | Leviton Voice and Data | Versi-Duct | 491RU-HFO | LEVI913 |  |  |  | Aug 1 2014 4:44PM
San Jose | San Jose -> ETSR2 ZONE 1 -> ROW D -> Z1.D.03 | Z1.D.03 | RU#34 | SJ1LTM008 | NETWORK SERVICES | F5 Networks | BIG-IP | BIG-IP 3600 | F5LA208 | F5-WLIA-0SRY | NA | NA | May 30 2014 5:27PM
San Jose | San Jose -> ETSR2 ZONE 1 -> ROW D -> Z1.D.03 | Z1.D.03 | RU#32 | blanking panel | DATA CENTER OPERATIONS | APC | NetShelter | AR8101BLK-2U | APC970 |  |  |  | Aug 1 2014 4:43PM
San Jose | San Jose -> ETSR2 ZONE 1 -> ROW D -> Z1.D.03 | Z1.D.03 | RU#30 | blanking panel | DATA CENTER OPERATIONS | APC | NetShelter | AR8101BLK-2U | APC970 |  |  |  | Aug 1 2014 4:43PM
San Jose | San Jose -> ETSR2 ZONE 1 -> ROW D -> Z1.D.03 | Z1.D.03 | RU#28 | blanking panel | DATA CENTER OPERATIONS | APC | NetShelter | AR8101BLK-2U | APC970 |  |  |  | Aug 1 2014 4:43PM
San Jose | San Jose -> ETSR2 ZONE 1 -> ROW D -> Z1.D.03 | Z1.D.03 | RU#26 | blanking panel | DATA CENTER OPERATIONS | APC | NetShelter | AR8101BLK-2U | APC970 |  |  |  | Aug 1 2014 4:43PM
San Jose | San Jose -> ETSR2 ZONE 1 -> ROW D -> Z1.D.03 | Z1.D.03 | RU#24 | blanking panel | DATA CENTER OPERATIONS | APC | NetShelter | AR8101BLK-2U | APC970 |  |  |  | Aug 1 2014 4:42PM
San Jose | San Jose -> ETSR2 ZONE 1 -> ROW D -> Z1.D.03 | Z1.D.03 | RU#14 | SJ1DCA005 | LAB SERVICES | Dell Computer | PowerEdge M-Series | PowerEdge M1000e | DELC001 | 5HM29Y1 | 3125839 |  | Aug 1 2014 4:44PM
San Jose | San Jose -> ETSR2 ZONE 1 -> ROW D -> Z1.D.03 | Z1.D.03 | RU#12 | blanking panel | DATA CENTER OPERATIONS | APC | NetShelter | AR8101BLK-2U | APC970 |  |  |  | Aug 1 2014 4:42PM
San Jose | San Jose -> ETSR2 ZONE 1 -> ROW D -> Z1.D.03 | Z1.D.03 | RU#11 | blanking panel | DATA CENTER OPERATIONS | APC | NetShelter | AR8101BLK-1U | APC969 |  |  |  | Aug 1 2014 4:42PM
San Jose | San Jose -> ETSR2 ZONE 1 -> ROW D -> Z1.D.03 -> SJ1DCA003 | SJ1DCA003 | Slot#8 | SJ1DBA016 | LAB SERVICES | Dell Computer | PowerEdge M-Series | PowerEdge M910 | DELC565 | CKVS3Y1 |  |  | Aug 1 2014 4:44PM
San Jose | San Jose -> ETSR2 ZONE 1 -> ROW D -> Z1.D.03 -> SJ1DCA003 | SJ1DCA003 | Slot#7 | SJ1DBA015 | LAB SERVICES | Dell Computer | PowerEdge M-Series | PowerEdge M910 | DELC565 | BKVS3Y1 |  |  | Aug 1 2014 4:44PM
San Jose | San Jose -> ETSR2 ZONE 1 -> ROW D -> Z1.D.03 -> SJ1DCA003 | SJ1DCA003 | Slot#6 | SJ1DBA014 | LAB SERVICES | Dell Computer | PowerEdge M-Series | PowerEdge M910 | DELC565 | F08FSS1 |  |  | Aug 1 2014 4:44PM
San Jose | San Jose -> ETSR2 ZONE 1 -> ROW D -> Z1.D.03 -> SJ1DCA003 | SJ1DCA003 | Slot#5 | SJ1DBA013 | LAB SERVICES | Dell Computer | PowerEdge M-Series | PowerEdge M910 | DELC565 | H08FSS1 |  |  | Aug 1 2014 4:43PM
San Jose | San Jose -> ETSR2 ZONE 1 -> ROW D -> Z1.D.03 -> SJ1DCA003 | SJ1DCA003 | Slot#4 | SJ1DBA012 | LAB SERVICES | Dell Computer | PowerEdge M-Series | PowerEdge M910 | DELC565 | GKVS3Y1 |  |  | Aug 1 2014 4:43PM
San Jose | San Jose -> ETSR2 ZONE 1 -> ROW D -> Z1.D.03 -> SJ1DCA003 | SJ1DCA003 | Slot#3 | SJ1DBA011 | LAB SERVICES | Dell Computer | PowerEdge M-Series | PowerEdge M910 | DELC565 | HKVS3Y1 |  |  | Aug 1 2014 4:43PM
San Jose | San Jose -> ETSR2 ZONE 1 -> ROW D -> Z1.D.03 -> SJ1DCA003 | SJ1DCA003 | Slot#2 | SJ1DBA010 | LAB SERVICES | Dell Computer | PowerEdge M-Series | PowerEdge M910 | DELC565 | FKVS3Y1 |  |  | Aug 1 2014 4:43PM
San Jose | San Jose -> ETSR2 ZONE 1 -> ROW D -> Z1.D.03 -> SJ1DCA003 | SJ1DCA003 | Slot#1 | SJ1DBA009 | LAB SERVICES | Dell Computer | PowerEdge M-Series | PowerEdge M910 | DELC565 | G08FSS1 |  |  | Aug 1 2014 4:43PM
San Jose | San Jose -> ETSR2 ZONE 1 -> ROW D -> Z1.D.04 | Z1.D.04 | RU#08 | SJHDS27 SHELF03 | STORAGE SERVICES | Generic Altima Technologies Rackmountable | General Rackmount Equipment | 2U Storage System | 0GRM166 | 200624 |  | N/A | Aug 1 2014 4:44PM
San Jose | San Jose -> ETSR2 ZONE 1 -> ROW D -> Z1.D.04 | Z1.D.04 | RU#06 | SJHDS27 SHELF02 | STORAGE SERVICES | Generic Altima Technologies Rackmountable | General Rackmount Equipment | 2U Storage System | 0GRM166 | 200436 |  | N/A | Aug 1 2014 4:44PM
San Jose | San Jose -> ETSR2 ZONE 1 -> ROW D -> Z1.D.04 | Z1.D.04 | RU#04 | SJHDS27 SHELF01 | STORAGE SERVICES | Generic Altima Technologies Rackmountable | General Rackmount Equipment | 2U Storage System | 0GRM166 | 200274 |  | 10.4.160.161 / 10.4.160.62 | Aug 1 2014 4:44PM
San Jose | San Jose -> ETSR2 ZONE 1 -> ROW D -> Z1.D.04 | Z1.D.04 | RU#01 | SJHDS27 | STORAGE SERVICES | Generic Altima Technologies Rackmountable | General Rackmount Equipment | 3U Storage System | 0GRM168 | 93040082 |  | 10.5.69.155, 10.5.69.156 | Aug 1 2014 4:44PM
San Jose | San Jose -> ETSR2 ZONE 1 -> ROW D -> Z1.D.04 | Z1.D.04 | InOutPlug#2 | ETSR2-Z1D04-PDUA | DATA CENTER OPERATIONS | Raritan Computer | Dominion PX | PX-5522 | RCI293 | PXR1750042 |  | 10.4.160.157 | Sep 24 2014 4:53PM
San Jose | San Jose -> ETSR2 ZONE 1 -> ROW D -> Z1.D.04 | Z1.D.04 | InOutPlug#1 | ETSR2-Z1D04-PDUB | DATA CENTER OPERATIONS | Raritan Computer | Dominion PX | PX-5522 | RCI293 | PXR1750031 |  | 10.4.160.160 | Sep 24 2014 4:53PM
San Jose | San Jose -> ETSR2 ZONE 1 -> ROW D -> Z1.D.04 | Z1.D.04 | RU#50 | AR8101BLK-2U |  | APC | NetShelter | AR8101BLK-2U | APC970 |  |  |  | Mar 25 2015 3:39PM
San Jose | San Jose -> ETSR2 ZONE 1 -> ROW D -> Z1.D.04 | Z1.D.04 | RU#48 | AR8101BLK-2U |  | APC | NetShelter | AR8101BLK-2U | APC970 |  |  |  | Mar 25 2015 3:39PM
San Jose | San Jose -> ETSR2 ZONE 1 -> ROW D -> Z1.D.04 | Z1.D.04 | RU#46 | AR8101BLK-2U |  | APC | NetShelter | AR8101BLK-2U | APC970 |  |  |  | Mar 25 2015 3:39PM
San Jose | San Jose -> ETSR2 ZONE 1 -> ROW D -> Z1.D.04 | Z1.D.04 | RU#44 | blanking panel |  | APC | NetShelter | AR8101BLK-2U | APC970 |  |  |  | Sep 10 2014 6:32PM
San Jose | San Jose -> ETSR2 ZONE 1 -> ROW D -> Z1.D.04 | Z1.D.04 | RU#40 | blanking panel |  | APC | NetShelter | AR8101BLK-4U | APC971 |  |  |  | Sep 10 2014 6:32PM
San Jose | San Jose -> ETSR2 ZONE 1 -> ROW D -> Z1.D.04 | Z1.D.04 | RU#38 | SJHDS27 SHELF18 | STORAGE SERVICES | Generic Altima Technologies Rackmountable | General Rackmount Equipment | 2U Storage System | 0GRM166 | 207472 |  | N/A | Aug 1 2014 4:45PM
San Jose | San Jose -> ETSR2 ZONE 1 -> ROW D -> Z1.D.04 | Z1.D.04 | RU#36 | SJHDS27 SHELF17 | STORAGE SERVICES | Generic Altima Technologies Rackmountable | General Rackmount Equipment | 2U Storage System | 0GRM166 | 207519 |  | N/A | Aug 1 2014 4:45PM
San Jose | San Jose -> ETSR2 ZONE 1 -> ROW D -> Z1.D.04 | Z1.D.04 | RU#34 | SJHDS27 SHELF16 | STORAGE SERVICES | Generic Altima Technologies Rackmountable | General Rackmount Equipment | 2U Storage System | 0GRM166 | 207518 |  | N/A | Aug 1 2014 4:45PM
San Jose | San Jose -> ETSR2 ZONE 1 -> ROW D -> Z1.D.04 | Z1.D.04 | RU#32 | SJHDS27 SHELF15 | STORAGE SERVICES | Generic Altima Technologies Rackmountable | General Rackmount Equipment | 2U Storage System | 0GRM166 | 207520 |  | N/A | Aug 1 2014 4:45PM
San Jose | San Jose -> ETSR2 ZONE 1 -> ROW D -> Z1.D.04 | Z1.D.04 | RU#30 | SJHDS27 SHELF14 | STORAGE SERVICES | Generic Altima Technologies Rackmountable | General Rackmount Equipment | 2U Storage System | 0GRM166 | 207806 |  | N/A | Aug 1 2014 4:45PM
San Jose | San Jose -> ETSR2 ZONE 1 -> ROW D -> Z1.D.04 | Z1.D.04 | RU#28 | SJHDS27 SHELF13 | STORAGE SERVICES | Generic Altima Technologies Rackmountable | General Rackmount Equipment | 2U Storage System | 0GRM166 | 200620 |  | N/A | Aug 1 2014 4:45PM
San Jose | San Jose -> ETSR2 ZONE 1 -> ROW D -> Z1.D.04 | Z1.D.04 | RU#26 | SJHDS27 SHELF12 | STORAGE SERVICES | Generic Altima Technologies Rackmountable | General Rackmount Equipment | 2U Storage System | 0GRM166 | 200618 |  | N/A | Aug 1 2014 4:45PM
San Jose | San Jose -> ETSR2 ZONE 1 -> ROW D -> Z1.D.04 | Z1.D.04 | RU#24 | SJHDS27 SHELF11 | STORAGE SERVICES | Generic Altima Technologies Rackmountable | General Rackmount Equipment | 2U Storage System | 0GRM166 | 200507 |  | N/A | Aug 1 2014 4:45PM
San Jose | San Jose -> ETSR2 ZONE 1 -> ROW D -> Z1.D.04 | Z1.D.04 | RU#22 | SJHDS27 SHELF10 | STORAGE SERVICES | Generic Altima Technologies Rackmountable | General Rackmount Equipment | 2U Storage System | 0GRM166 | 200617 |  | N/A | Aug 1 2014 4:45PM
San Jose | San Jose -> ETSR2 ZONE 1 -> ROW D -> Z1.D.04 | Z1.D.04 | RU#20 | SJHDS27 SHELF09 | STORAGE SERVICES | Generic Altima Technologies Rackmountable | General Rackmount Equipment | 2U Storage System | 0GRM166 | 200437 |  | N/A | Aug 1 2014 4:45PM
San Jose | San Jose -> ETSR2 ZONE 1 -> ROW D -> Z1.D.04 | Z1.D.04 | RU#18 | SJHDS27 SHELF08 | STORAGE SERVICES | Generic Altima Technologies Rackmountable | General Rackmount Equipment | 2U Storage System | 0GRM166 | 200622 |  | N/A | Aug 1 2014 4:45PM
San Jose | San Jose -> ETSR2 ZONE 1 -> ROW D -> Z1.D.04 | Z1.D.04 | RU#16 | SJHDS27 SHELF07 | STORAGE SERVICES | Generic Altima Technologies Rackmountable | General Rackmount Equipment | 2U Storage System | 0GRM166 | 200506 |  | N/A | Aug 1 2014 4:45PM
San Jose | San Jose -> ETSR2 ZONE 1 -> ROW D -> Z1.D.04 | Z1.D.04 | RU#14 | SJHDS27 SHELF06 | STORAGE SERVICES | Generic Altima Technologies Rackmountable | General Rackmount Equipment | 2U Storage System | 0GRM166 | 200273 |  | N/A | Aug 1 2014 4:45PM
San Jose | San Jose -> ETSR2 ZONE 1 -> ROW D -> Z1.D.04 | Z1.D.04 | RU#12 | SJHDS27 SHELF05 | STORAGE SERVICES | Generic Altima Technologies Rackmountable | General Rackmount Equipment | 2U Storage System | 0GRM166 | 200272 |  | N/A | Aug 1 2014 4:45PM
San Jose | San Jose -> ETSR2 ZONE 1 -> ROW D -> Z1.D.04 | Z1.D.04 | RU#10 | SJHDS27 SHELF04 | STORAGE SERVICES | Generic Altima Technologies Rackmountable | General Rackmount Equipment | 2U Storage System | 0GRM166 | 200621 |  | N/A | Aug 1 2014 4:44PM
San Jose | San Jose -> ETSR2 ZONE 1 -> ROW E -> Z1.E.01 | Z1.E.01 | RU#08 | SJFTP1 | STORAGE SERVICES | Isilon Systems | X-Series | X200 | ISLN037 | SX200-301133-0016 | 3112211 | 10.5.40.30, 10.5.52.30 | Aug 1 2014 4:45PM
San Jose | San Jose -> ETSR2 ZONE 1 -> ROW E -> Z1.E.01 | Z1.E.01 | RU#07 | SJFTP INFINIBAN SWITCH B | STORAGE SERVICES | Generic Altima Technologies Rackmountable | General Rackmount Equipment | 1U Server | 0GRM076 | N/A |  | N/A | Aug 1 2014 4:47PM
San Jose | San Jose -> ETSR2 ZONE 1 -> ROW E -> Z1.E.01 | Z1.E.01 | RU#05 | cable manager | DATA CENTER OPERATIONS | Leviton Voice and Data | Interbay | 49253-BCM | LEVI067 |  |  |  | Aug 1 2014 4:47PM
San Jose | San Jose -> ETSR2 ZONE 1 -> ROW E -> Z1.E.01 | Z1.E.01 | RU#04 | SJFTP INFINIBAN SWITCH A | STORAGE SERVICES | Generic Altima Technologies Rackmountable | General Rackmount Equipment | 1U Server | 0GRM076 | N/A |  | N/A | Aug 1 2014 4:46PM
San Jose | San Jose -> ETSR2 ZONE 1 -> ROW E -> Z1.E.01 | Z1.E.01 | RU#01 | blanking panel |  | APC | NetShelter | AR8101BLK-3U | APCC280 |  |  |  | Sep 10 2014 6:35PM
San Jose | San Jose -> ETSR2 ZONE 1 -> ROW E -> Z1.E.01 | Z1.E.01 | InOutPlug#2 | ETSR2Z1E01PDUB | DATA CENTER OPERATIONS | Raritan Computer | Dominion PX | PX-5522 | RCI293 |  |  |  | Sep 24 2014 5:11PM
San Jose | San Jose -> ETSR2 ZONE 1 -> ROW E -> Z1.E.01 | Z1.E.01 | InOutPlug#1 | ETSR2Z1E01PDUA | DATA CENTER OPERATIONS | Raritan Computer | Dominion PX | PX-5522 | RCI293 |  |  |  | Sep 24 2014 5:11PM
San Jose | San Jose -> ETSR2 ZONE 1 -> ROW E -> Z1.E.01 | Z1.E.01 | RU#51 | BUZZ INFINIBAN SWITCH A | STORAGE SERVICES | Cisco Systems | Cisco SFS 7000 Series | SFS7000D-SK9 | CICO135 | FLM026138 |  |  | Aug 1 2014 4:45PM
San Jose | San Jose -> ETSR2 ZONE 1 -> ROW E -> Z1.E.01 | Z1.E.01 | RU#50 | BUZZ INFINIBAN SWITCH B | STORAGE SERVICES | Cisco Systems | Cisco SFS 7000 Series | SFS7000D-SK9 | CICO135 | FLM026143 |  |  | Aug 1 2014 4:45PM
San Jose | San Jose -> ETSR2 ZONE 1 -> ROW E -> Z1.E.01 | Z1.E.01 | RU#46 | blanking panel |  | APC | NetShelter | AR8101BLK-4U | APC971 |  |  |  | Apr 17 2015 4:40PM
San Jose | San Jose -> ETSR2 ZONE 1 -> ROW E -> Z1.E.01 | Z1.E.01 | RU#44 | blanking panel |  | APC | NetShelter | AR8101BLK-2U | APC970 |  |  |  | Apr 17 2015 4:39PM
San Jose | San Jose -> ETSR2 ZONE 1 -> ROW E -> Z1.E.01 | Z1.E.01 | RU#42 | BUZZ1 | STORAGE SERVICES | Isilon Systems | X-Series | 9000X | ISLN014 | G083690007L |  | 10.4.165.201 | Aug 1 2014 4:46PM
San Jose | San Jose -> ETSR2 ZONE 1 -> ROW E -> Z1.E.01 | Z1.E.01 | RU#40 | BUZZ2 | STORAGE SERVICES | Isilon Systems | X-Series | 9000X | ISLN014 | G083690040L |  | 10.4.165.202 | Aug 1 2014 4:46PM
San Jose | San Jose -> ETSR2 ZONE 1 -> ROW E -> Z1.E.01 | Z1.E.01 | RU#38 | BUZZ3 | STORAGE SERVICES | Isilon Systems | X-Series | 9000X | ISLN014 | G083690011L |  | 10.4.165.203 | Aug 1 2014 4:46PM
San Jose | San Jose -> ETSR2 ZONE 1 -> ROW E -> Z1.E.01 | Z1.E.01 | RU#36 | BUZZ1 EXPANSION NODE | STORAGE SERVICES | Isilon Systems | EX-Series | EX 9000 | ISLN025 | D09440004J | 3103894 |  | Aug 1 2014 4:46PM
San Jose | San Jose -> ETSR2 ZONE 1 -> ROW E -> Z1.E.01 | Z1.E.01 | RU#34 | BUZZ2 EXPANSION NODE | STORAGE SERVICES | Isilon Systems | EX-Series | EX 9000 | ISLN025 | D09520015J | 3103895 |  | Aug 1 2014 4:46PM
San Jose | San Jose -> ETSR2 ZONE 1 -> ROW E -> Z1.E.01 | Z1.E.01 | RU#32 | BUZZ3 EXPANSION NODE | STORAGE SERVICES | Isilon Systems | EX-Series | EX 9000 | ISLN025 | D09510013J | 3103896 |  | Aug 1 2014 4:46PM
San Jose | San Jose -> ETSR2 ZONE 1 -> ROW E -> Z1.E.01 | Z1.E.01 | RU#30 | BUZZ4 | STORAGE SERVICES | Isilon Systems | X-Series | 9000X | ISLN014 | G093700047J | 3099643 | 10.4.165.204, 10.8.123.94 | Aug 1 2014 4:46PM
San Jose | San Jose -> ETSR2 ZONE 1 -> ROW E -> Z1.E.01 | Z1.E.01 | RU#28 | BUZZ4 EXPANSION NODE | STORAGE SERVICES | Isilon Systems | EX-Series | EX 9000 | ISLN025 | D08370008L |  | N/A | Aug 1 2014 4:46PM
San Jose | San Jose -> ETSR2 ZONE 1 -> ROW E -> Z1.E.01 | Z1.E.01 | RU#26 | BUZZ5 EXPANSION NODE | STORAGE SERVICES | Isilon Systems | EX-Series | EX 9000 | ISLN025 | D09120008l |  | N/A | Aug 1 2014 4:46PM
San Jose | San Jose -> ETSR2 ZONE 1 -> ROW E -> Z1.E.01 | Z1.E.01 | RU#24 | BUZZ5 | STORAGE SERVICES | Isilon Systems | X-Series | 9000X | ISLN014 | D00158 |  | 10.4.165.205 | Aug 1 2014 4:46PM
San Jose | San Jose -> ETSR2 ZONE 1 -> ROW E -> Z1.E.01 | Z1.E.01 | RU#21 | blanking panel |  | APC | NetShelter | AR8101BLK-3U | APCC280 |  |  |  | Sep 10 2014 6:35PM
San Jose | San Jose -> ETSR2 ZONE 1 -> ROW E -> Z1.E.01 | Z1.E.01 | RU#17 | blanking panel |  | APC | NetShelter | AR8101BLK-4U | APC971 |  |  |  | Sep 10 2014 6:35PM
San Jose | San Jose -> ETSR2 ZONE 1 -> ROW E -> Z1.E.01 | Z1.E.01 | RU#15 | SJFTP4 | STORAGE SERVICES | Isilon Systems | X-Series | X200 | ISLN037 | SX200-201227-0012 |  | 10.5.40.33, 10.5.52.33 | Aug 1 2014 4:46PM
San Jose | San Jose -> ETSR2 ZONE 1 -> ROW E -> Z1.E.01 | Z1.E.01 | RU#14 | cable manager | DATA CENTER OPERATIONS | Chatsworth Products | Cable Management | 30139-719 | CHPR534 |  |  |  | Aug 1 2014 4:45PM
San Jose | San Jose -> ETSR2 ZONE 1 -> ROW E -> Z1.E.01 | Z1.E.01 | RU#12 | SJFTP3 | STORAGE SERVICES | Isilon Systems | X-Series | X200 | ISLN037 | SX200-301132-0192 | 3112211 | 10.5.40.32, 10.5.52.32 | Aug 1 2014 4:46PM
San Jose | San Jose -> ETSR2 ZONE 1 -> ROW E -> Z1.E.01 | Z1.E.01 | RU#10 | SJFTP2 | STORAGE SERVICES | Isilon Systems | X-Series | X200 | ISLN037 | SX200-301133-0014 | 3112211 | 10.5.40.31, 10.5.52.31 | Aug 1 2014 4:46PM
San Jose | San Jose -> ETSR2 ZONE 1 -> ROW E -> Z1.E.02 | Z1.E.02 | RU#08 | SJSTORE9 | STORAGE SERVICES | Isilon Systems | X-Series | IQ 36000X | ISLN038 | SX400-301238-0188 |  | 10.4.165.63(NIC) &amp; 10.8.123.118 (BKP) | Aug 1 2014 4:47PM
San Jose | San Jose -> ETSR2 ZONE 1 -> ROW E -> Z1.E.02 | Z1.E.02 | RU#04 | SJSTORE10 | STORAGE SERVICES | Isilon Systems | X-Series | IQ 36000X | ISLN038 | SX400-301238-0223 |  | Nic=10.4.165.39, Bkp=10.8.123.89 | Aug 1 2014 4:47PM
San Jose | San Jose -> ETSR2 ZONE 1 -> ROW E -> Z1.E.02 | Z1.E.02 | RU#03 | blanking panel | DATA CENTER OPERATIONS | APC | NetShelter | AR8101BLK-1U | APC969 |  |  |  | Aug 1 2014 4:47PM
San Jose | San Jose -> ETSR2 ZONE 1 -> ROW E -> Z1.E.02 | Z1.E.02 | RU#01 | blanking panel | DATA CENTER OPERATIONS | APC | NetShelter | AR8101BLK-2U | APC970 |  |  |  | Aug 1 2014 4:47PM
San Jose | San Jose -> ETSR2 ZONE 1 -> ROW E -> Z1.E.02 | Z1.E.02 | InOutPlug#2 | ETSR2-Z1E02-PDUA | DATA CENTER OPERATIONS | Raritan Computer | Dominion PX | PX-5522 | RCI293 | PXR1450013 |  | 10.4.160.178 | Sep 24 2014 5:09PM
San Jose | San Jose -> ETSR2 ZONE 1 -> ROW E -> Z1.E.02 | Z1.E.02 | InOutPlug#1 | ETSR2-Z1E02-PDUB | DATA CENTER OPERATIONS | Raritan Computer | Dominion PX | PX-5522 | RCI293 | PXR1450007 |  | 10.4.160.180 | Sep 24 2014 5:09PM
San Jose | San Jose -> ETSR2 ZONE 1 -> ROW E -> Z1.E.02 | Z1.E.02 | RU#50 | blanking panel |  | APC | NetShelter | AR8101BLK-2U | APC970 |  |  |  | Apr 17 2015 4:40PM
San Jose | San Jose -> ETSR2 ZONE 1 -> ROW E -> Z1.E.02 | Z1.E.02 | RU#46 | blanking panel |  | APC | NetShelter | AR8101BLK-4U | APC971 |  |  |  | Apr 17 2015 4:40PM
San Jose | San Jose -> ETSR2 ZONE 1 -> ROW E -> Z1.E.02 | Z1.E.02 | RU#44 | blanking panel | DATA CENTER OPERATIONS | APC | NetShelter | AR8101BLK-2U | APC970 |  |  |  | Aug 1 2014 4:47PM
San Jose | San Jose -> ETSR2 ZONE 1 -> ROW E -> Z1.E.02 | Z1.E.02 | RU#40 | SJSTORE1 | STORAGE SERVICES | Isilon Systems | X-Series | IQ 36000X | ISLN038 | SX400-201203-0012 |  | 10.4.165.55 | Aug 1 2014 4:49PM
San Jose | San Jose -> ETSR2 ZONE 1 -> ROW E -> Z1.E.02 | Z1.E.02 | RU#36 | SJSTORE2 | STORAGE SERVICES | Isilon Systems | X-Series | IQ 36000X | ISLN038 |  |  | 10.4.165.56 | Aug 1 2014 4:48PM
San Jose | San Jose -> ETSR2 ZONE 1 -> ROW E -> Z1.E.02 | Z1.E.02 | RU#32 | SJSTORE3 | STORAGE SERVICES | Isilon Systems | X-Series | IQ 36000X | ISLN038 | SX400-201201-0004 |  | 10.4.165.57 | Aug 1 2014 4:48PM
San Jose | San Jose -> ETSR2 ZONE 1 -> ROW E -> Z1.E.02 | Z1.E.02 | RU#28 | SJSTORE4 | STORAGE SERVICES | Isilon Systems | X-Series | IQ 36000X | ISLN038 | SX400-201201-0003 |  | 10.4.165.58 | Aug 1 2014 4:48PM
San Jose | San Jose -> ETSR2 ZONE 1 -> ROW E -> Z1.E.02 | Z1.E.02 | RU#24 | SJSTORE5 | STORAGE SERVICES | Isilon Systems | X-Series | IQ 36000X | ISLN038 | SX400-201216-0004 |  | 10.4.165.59 | Aug 1 2014 4:48PM
San Jose | San Jose -> ETSR2 ZONE 1 -> ROW E -> Z1.E.02 | Z1.E.02 | RU#20 | SJSTORE6 | STORAGE SERVICES | Isilon Systems | X-Series | IQ 36000X | ISLN038 | SX400-201216-0001 |  |  | Aug 1 2014 4:48PM
San Jose | San Jose -> ETSR2 ZONE 1 -> ROW E -> Z1.E.02 | Z1.E.02 | RU#16 | SJSTORE7 | STORAGE SERVICES | Isilon Systems | X-Series | IQ 36000X | ISLN038 | SX400-201216-0002 |  |  | Aug 1 2014 4:48PM
San Jose | San Jose -> ETSR2 ZONE 1 -> ROW E -> Z1.E.02 | Z1.E.02 | RU#12 | SJSTORE8 | STORAGE SERVICES | Isilon Systems | X-Series | IQ 36000X | ISLN038 | SX400-201216-0003 |  |  | Aug 1 2014 4:47PM
San Jose | San Jose -> ETSR2 ZONE 1 -> ROW E -> Z1.E.03 | Z1.E.03 | InOutPlug#2 | ETSR2-Z1E03-PDUA | DATA CENTER OPERATIONS | Raritan Computer | Dominion PX | PX-5522 | RCI293 | PXR1650018 |  | 10.4.160.184 | Sep 24 2014 5:07PM
San Jose | San Jose -> ETSR2 ZONE 1 -> ROW E -> Z1.E.03 | Z1.E.03 | InOutPlug#1 | ETSR2-Z1E03-PDUB | DATA CENTER OPERATIONS | Raritan Computer | Dominion PX | PX-5522 | RCI293 | PXR1750033 |  | 10.4.160.185 | Sep 24 2014 5:07PM
San Jose | San Jose -> ETSR2 ZONE 1 -> ROW E -> Z1.E.03 | Z1.E.03 | RU#51 | CONET2-4 | DATA CENTER OPERATIONS | Cyclades | AlterPath | ACS48 | CYCL017 | 140618504 |  |  | Aug 1 2014 4:49PM
San Jose | San Jose -> ETSR2 ZONE 1 -> ROW E -> Z1.E.03 | Z1.E.03 | RU#50 | INFINIBAND SWA | STORAGE SERVICES | Generic Altima Technologies Rackmountable | General Rackmount Equipment | 1U Server | 0GRM076 | MT1122x00222 |  |  | Aug 1 2014 4:49PM
San Jose | San Jose -> ETSR2 ZONE 1 -> ROW E -> Z1.E.03 | Z1.E.03 | RU#42 | SJSTORE11 | STORAGE SERVICES | Isilon Systems | X-Series | X400 | ISLN052 | SX400-301345-0029 |  | 10.4.165.39 | Sep 18 2014 3:18PM
San Jose | San Jose -> ETSR2 ZONE 1 -> ROW E -> Z1.E.03 | Z1.E.03 | RU#38 | SJSTORE12 | STORAGE SERVICES | Isilon Systems | X-Series | X400 | ISLN052 | SX400-301506-0087 | A100214057 |  | Mar 4 2015 6:07PM
San Jose | San Jose -> ETSR2 ZONE 1 -> ROW E -> Z1.E.03 | Z1.E.03 | RU#34 | SJSTORE13 | STORAGE SERVICES | Isilon Systems | X-Series | X400 | ISLN052 | SX400-301452-0418 | 100214089 | NA | Apr 7 2015 6:00PM
San Jose | San Jose -> ETSR2 ZONE 1 -> ROW E -> Z1.E.03 | Z1.E.03 | RU#30 | SJSTORE14 | STORAGE SERVICES | EMC | Isilon NL Series | NL410 | EMCC953 | N4103016270067 |  | 10.4.165.42, ilo-10.4.165.42 | Aug 22 2016 6:41PM
San Jose | San Jose -> ETSR2 ZONE 1 -> ROW E -> Z1.E.03 | Z1.E.03 | RU#26 | SJSTORE15 | STORAGE SERVICES | EMC | Isilon NL Series | NL410 | EMCC953 | N4103016270079 |  | 10.4.168.43, ilo=10.8.123.27 | Aug 22 2016 6:41PM
San Jose | San Jose -> ETSR2 ZONE 1 -> ROW E -> Z1.E.03 | Z1.E.03 | RU#22 | SJSTORE16 | STORAGE SERVICES | EMC | Isilon NL Series | NL410 | EMCC953 | N4103016270076 |  | 10.4.168.44, ilo=10.8.123.28 | Aug 22 2016 6:41PM
San Jose | San Jose -> ETSR2 ZONE 1 -> ROW E -> Z1.E.04 | Z1.E.04 | RU#01 | blanking panel | DATA CENTER OPERATIONS | APC | NetShelter | AR8101BLK-8U | APC972 |  |  |  | Aug 1 2014 4:49PM
San Jose | San Jose -> ETSR2 ZONE 1 -> ROW E -> Z1.E.04 | Z1.E.04 | InOutPlug#2 | ETSR2-Z1E04-PDUA | DATA CENTER OPERATIONS | Raritan Computer | Dominion PX | PX-5522 | RCI293 | PXR1650011 |  | 10.4.160.186 | Sep 24 2014 5:06PM
San Jose | San Jose -> ETSR2 ZONE 1 -> ROW E -> Z1.E.04 | Z1.E.04 | InOutPlug#1 | ETSR2-Z1E04-PDUB | DATA CENTER OPERATIONS | Raritan Computer | Dominion PX | PX-5522 | RCI293 | PXR1750064 |  | 10.4.160.187 | Sep 24 2014 5:06PM
San Jose | San Jose -> ETSR2 ZONE 1 -> ROW E -> Z1.E.04 | Z1.E.04 | RU#51 | INFINIBAND SWB | STORAGE SERVICES | Generic Altima Technologies Rackmountable | General Rackmount Equipment | 1U Server | 0GRM076 | MT1122X00245 |  |  | Aug 1 2014 4:50PM
San Jose | San Jose -> ETSR2 ZONE 1 -> ROW E -> Z1.E.04 | Z1.E.04 | RU#50 | blanking panel |  | APC | NetShelter | AR8101BLK-1U | APC969 |  |  |  | Apr 17 2015 4:40PM
San Jose | San Jose -> ETSR2 ZONE 1 -> ROW E -> Z1.E.04 | Z1.E.04 | RU#46 | blanking panel |  | APC | NetShelter | AR8101BLK-4U | APC971 |  |  |  | Apr 17 2015 4:40PM
San Jose | San Jose -> ETSR2 ZONE 1 -> ROW E -> Z1.E.04 | Z1.E.04 | RU#45 | blanking panel |  | APC | NetShelter | AR8101BLK-1U | APC969 |  |  |  | Apr 17 2015 4:40PM
San Jose | San Jose -> ETSR2 ZONE 1 -> ROW E -> Z1.E.04 | Z1.E.04 | RU#41 | blanking panel | DATA CENTER OPERATIONS | APC | NetShelter | AR8101BLK-4U | APC971 |  |  |  | Aug 1 2014 4:50PM
San Jose | San Jose -> ETSR2 ZONE 1 -> ROW E -> Z1.E.04 | Z1.E.04 | RU#33 | blanking panel | DATA CENTER OPERATIONS | APC | NetShelter | AR8101BLK-8U | APC972 |  |  |  | Aug 1 2014 4:50PM
San Jose | San Jose -> ETSR2 ZONE 1 -> ROW E -> Z1.E.04 | Z1.E.04 | RU#25 | blanking panel | DATA CENTER OPERATIONS | APC | NetShelter | AR8101BLK-8U | APC972 |  |  |  | Aug 1 2014 4:50PM
San Jose | San Jose -> ETSR2 ZONE 1 -> ROW E -> Z1.E.04 | Z1.E.04 | RU#17 | blanking panel | DATA CENTER OPERATIONS | APC | NetShelter | AR8101BLK-8U | APC972 |  |  |  | Aug 1 2014 4:49PM
San Jose | San Jose -> ETSR2 ZONE 1 -> ROW E -> Z1.E.04 | Z1.E.04 | RU#09 | blanking panel | DATA CENTER OPERATIONS | APC | NetShelter | AR8101BLK-8U | APC972 |  |  |  | Aug 1 2014 4:49PM
San Jose | San Jose -> ETSR2 ZONE 1 -> ROW E -> Z1.E.05 | Z1.E.05 | RU#08 | SJHDS32 SHELF2 | STORAGE SERVICES | Generic Altima Technologies Rackmountable | General Rackmount Equipment | 2U Storage System | 0GRM166 | 208061 |  | N/A | Aug 1 2014 4:50PM
San Jose | San Jose -> ETSR2 ZONE 1 -> ROW E -> Z1.E.05 | Z1.E.05 | RU#06 | SJHDS32 SHELF1 | STORAGE SERVICES | Generic Altima Technologies Rackmountable | General Rackmount Equipment | 2U Storage System | 0GRM166 | 208149 |  | N/A | Aug 1 2014 4:50PM
San Jose | San Jose -> ETSR2 ZONE 1 -> ROW E -> Z1.E.05 | Z1.E.05 | RU#04 | SJHDS32 SHELF0 | STORAGE SERVICES | Generic Altima Technologies Rackmountable | General Rackmount Equipment | 2U Storage System | 0GRM166 | 208058 |  | N/A | Aug 1 2014 4:50PM
San Jose | San Jose -> ETSR2 ZONE 1 -> ROW E -> Z1.E.05 | Z1.E.05 | RU#01 | SJHDS32 | STORAGE SERVICES | Generic Altima Technologies Rackmountable | General Rackmount Equipment | 3U Storage System | 0GRM168 | 93010070 |  | C0=10.5.69.165, C1=10.5.69.166 | Aug 1 2014 4:50PM
San Jose | San Jose -> ETSR2 ZONE 1 -> ROW E -> Z1.E.05 | Z1.E.05 | InOutPlug#2 | ETSR2-Z1E05-PDUA | DATA CENTER OPERATIONS | Raritan Computer | Dominion PX | PX-5522 | RCI293 | PXR1750011 |  | 10.4.160.199 | Sep 24 2014 5:02PM
San Jose | San Jose -> ETSR2 ZONE 1 -> ROW E -> Z1.E.05 | Z1.E.05 | InOutPlug#1 | ETSR2-Z1E05-PDUB | DATA CENTER OPERATIONS | Raritan Computer | Dominion PX | PX-5522 | RCI293 | PXR1750007 |  | 10.4.160.201 | Sep 24 2014 5:02PM
San Jose | San Jose -> ETSR2 ZONE 1 -> ROW E -> Z1.E.05 | Z1.E.05 | RU#50 | blanking panel |  | APC | NetShelter | AR8101BLK-2U | APC970 |  |  |  | Apr 17 2015 4:40PM
San Jose | San Jose -> ETSR2 ZONE 1 -> ROW E -> Z1.E.05 | Z1.E.05 | RU#46 | blanking panel |  | APC | NetShelter | AR8101BLK-4U | APC971 |  |  |  | Apr 17 2015 4:40PM
San Jose | San Jose -> ETSR2 ZONE 1 -> ROW E -> Z1.E.05 | Z1.E.05 | RU#44 | blanking panel | DATA CENTER OPERATIONS | APC | NetShelter | AR8101BLK-2U | APC970 |  |  |  | Aug 1 2014 4:50PM
San Jose | San Jose -> ETSR2 ZONE 1 -> ROW E -> Z1.E.05 | Z1.E.05 | RU#42 | blanking panel | DATA CENTER OPERATIONS | APC | NetShelter | AR8101BLK-2U | APC970 |  |  |  | Aug 1 2014 4:50PM
San Jose | San Jose -> ETSR2 ZONE 1 -> ROW E -> Z1.E.05 | Z1.E.05 | RU#40 | SJHDS32 SHELF18 | STORAGE SERVICES | Generic Altima Technologies Rackmountable | General Rackmount Equipment | 2U Storage System | 0GRM166 | 207402 |  | N/A | Aug 1 2014 4:51PM
San Jose | San Jose -> ETSR2 ZONE 1 -> ROW E -> Z1.E.05 | Z1.E.05 | RU#38 | SJHSD32 SHELF17 | STORAGE SERVICES | Generic Altima Technologies Rackmountable | General Rackmount Equipment | 2U Storage System | 0GRM166 | 207403 |  | N/A | Aug 1 2014 4:51PM
San Jose | San Jose -> ETSR2 ZONE 1 -> ROW E -> Z1.E.05 | Z1.E.05 | RU#36 | SJHDS32 SHELF16 | STORAGE SERVICES | Generic Altima Technologies Rackmountable | General Rackmount Equipment | 2U Storage System | 0GRM166 | 207401 |  | N/A | Aug 1 2014 4:51PM
San Jose | San Jose -> ETSR2 ZONE 1 -> ROW E -> Z1.E.05 | Z1.E.05 | RU#34 | SJHDS32 SHELF15 | STORAGE SERVICES | Generic Altima Technologies Rackmountable | General Rackmount Equipment | 2U Storage System | 0GRM166 | 208057 |  | N/A | Aug 1 2014 4:51PM
San Jose | San Jose -> ETSR2 ZONE 1 -> ROW E -> Z1.E.05 | Z1.E.05 | RU#32 | SJHDS32 SHELF14 | STORAGE SERVICES | Generic Altima Technologies Rackmountable | General Rackmount Equipment | 2U Storage System | 0GRM166 | 208090 |  | N/A | Aug 1 2014 4:51PM
San Jose | San Jose -> ETSR2 ZONE 1 -> ROW E -> Z1.E.05 | Z1.E.05 | RU#30 | SJHDS32 SHELF13 | STORAGE SERVICES | Generic Altima Technologies Rackmountable | General Rackmount Equipment | 2U Storage System | 0GRM166 | 207400 |  | N/A | Aug 1 2014 4:51PM
San Jose | San Jose -> ETSR2 ZONE 1 -> ROW E -> Z1.E.05 | Z1.E.05 | RU#28 | SJHDS32 SHELF12 | STORAGE SERVICES | Generic Altima Technologies Rackmountable | General Rackmount Equipment | 2U Storage System | 0GRM166 | 208062 |  | N/A | Aug 1 2014 4:51PM
San Jose | San Jose -> ETSR2 ZONE 1 -> ROW E -> Z1.E.05 | Z1.E.05 | RU#26 | SJHDS32 SHELF11 | STORAGE SERVICES | Generic Altima Technologies Rackmountable | General Rackmount Equipment | 2U Storage System | 0GRM166 | 208064 |  | N/A | Aug 1 2014 4:50PM
San Jose | San Jose -> ETSR2 ZONE 1 -> ROW E -> Z1.E.05 | Z1.E.05 | RU#24 | SJHDS32 SHELF10 | STORAGE SERVICES | Generic Altima Technologies Rackmountable | General Rackmount Equipment | 2U Storage System | 0GRM166 | 208055 |  | N/A | Aug 1 2014 4:50PM
San Jose | San Jose -> ETSR2 ZONE 1 -> ROW E -> Z1.E.05 | Z1.E.05 | RU#22 | SJHDS32 SHELF9 | STORAGE SERVICES | Generic Altima Technologies Rackmountable | General Rackmount Equipment | 2U Storage System | 0GRM166 | 208059 |  | N/A | Aug 1 2014 4:50PM
San Jose | San Jose -> ETSR2 ZONE 1 -> ROW E -> Z1.E.05 | Z1.E.05 | RU#20 | SJHDS32 SHELF8 | STORAGE SERVICES | Generic Altima Technologies Rackmountable | General Rackmount Equipment | 2U Storage System | 0GRM166 | 208065 |  | N/A | Aug 1 2014 4:50PM
San Jose | San Jose -> ETSR2 ZONE 1 -> ROW E -> Z1.E.05 | Z1.E.05 | RU#18 | SJHDS32 SHELF7 | STORAGE SERVICES | Generic Altima Technologies Rackmountable | General Rackmount Equipment | 2U Storage System | 0GRM166 | 208063 |  | N/A | Aug 1 2014 4:50PM
San Jose | San Jose -> ETSR2 ZONE 1 -> ROW E -> Z1.E.05 | Z1.E.05 | RU#16 | SJHDS32 SHELF6 | STORAGE SERVICES | Generic Altima Technologies Rackmountable | General Rackmount Equipment | 2U Storage System | 0GRM166 | 208054 |  | N/A | Aug 1 2014 4:50PM
San Jose | San Jose -> ETSR2 ZONE 1 -> ROW E -> Z1.E.05 | Z1.E.05 | RU#14 | SJHDS32 SHELF5 | STORAGE SERVICES | Generic Altima Technologies Rackmountable | General Rackmount Equipment | 2U Storage System | 0GRM166 | 208056 |  | N/A | Aug 1 2014 4:50PM
San Jose | San Jose -> ETSR2 ZONE 1 -> ROW E -> Z1.E.05 | Z1.E.05 | RU#12 | SJHDS32 SHELF4 | STORAGE SERVICES | Generic Altima Technologies Rackmountable | General Rackmount Equipment | 2U Storage System | 0GRM166 | 207961 |  | N/A | Aug 1 2014 4:50PM
San Jose | San Jose -> ETSR2 ZONE 1 -> ROW E -> Z1.E.05 | Z1.E.05 | RU#10 | SJHDS32 SHELF3 | STORAGE SERVICES | Generic Altima Technologies Rackmountable | General Rackmount Equipment | 2U Storage System | 0GRM166 | 208060 |  | N/A | Aug 1 2014 4:50PM
San Jose | San Jose -> ETSR2 ZONE 1 -> ROW E -> Z1.E.06(A) | Z1.E.06(A) | RU#01 | blanking panel |  | APC | NetShelter | AR8101BLK-8U | APC972 |  |  |  | Sep 10 2014 6:44PM
San Jose | San Jose -> ETSR2 ZONE 1 -> ROW E -> Z1.E.06(A) | Z1.E.06(A) | RU#45 | blanking panel |  | APC | NetShelter | AR8101BLK-1U | APC969 |  |  |  | Sep 10 2014 6:44PM
San Jose | San Jose -> ETSR2 ZONE 1 -> ROW E -> Z1.E.06(A) | Z1.E.06(A) | RU#41 | blanking panel |  | APC | NetShelter | AR8101BLK-4U | APC971 |  |  |  | Sep 10 2014 6:44PM
San Jose | San Jose -> ETSR2 ZONE 1 -> ROW E -> Z1.E.06(A) | Z1.E.06(A) | RU#37 | fiber patch panel | DATA CENTER OPERATIONS | Generic Equipment Set | 1100CAT5 | Patch Panel 96-Port | GENR676 |  |  |  | Aug 1 2014 4:51PM
San Jose | San Jose -> ETSR2 ZONE 1 -> ROW E -> Z1.E.06(A) | Z1.E.06(A) | RU#35 | patch panel | DATA CENTER OPERATIONS | Generic Equipment Set | 1100CAT5 | Patch Panel 48-Port | GENR674 |  |  |  | Aug 1 2014 4:51PM
San Jose | San Jose -> ETSR2 ZONE 1 -> ROW E -> Z1.E.06(A) | Z1.E.06(A) | RU#33 | cable manager | DATA CENTER OPERATIONS | Panduit | PatchLink | WMPF1E | PAND771 |  |  |  | Aug 1 2014 4:52PM
San Jose | San Jose -> ETSR2 ZONE 1 -> ROW E -> Z1.E.06(A) | Z1.E.06(A) | RU#31 | patch panel | DATA CENTER OPERATIONS | Generic Equipment Set | 1100CAT5 | Patch Panel 48-Port | GENR674 |  |  |  | Aug 1 2014 4:51PM
San Jose | San Jose -> ETSR2 ZONE 1 -> ROW E -> Z1.E.06(A) | Z1.E.06(A) | RU#29 | cable manager | DATA CENTER OPERATIONS | Panduit | PatchLink | WMPF1E | PAND771 |  |  |  | Aug 1 2014 4:51PM
San Jose | San Jose -> ETSR2 ZONE 1 -> ROW E -> Z1.E.06(A) | Z1.E.06(A) | RU#27 | patch panel | DATA CENTER OPERATIONS | Generic Equipment Set | 1100CAT5 | Patch Panel 48-Port | GENR674 |  |  |  | Aug 1 2014 4:51PM
San Jose | San Jose -> ETSR2 ZONE 1 -> ROW E -> Z1.E.06(A) | Z1.E.06(A) | RU#25 | cable manager | DATA CENTER OPERATIONS | Panduit | PatchLink | WMPF1E | PAND771 |  |  |  | Aug 1 2014 4:51PM
San Jose | San Jose -> ETSR2 ZONE 1 -> ROW E -> Z1.E.06(A) | Z1.E.06(A) | RU#21 | blanking panel |  | APC | NetShelter | AR8101BLK-4U | APC971 |  |  |  | Sep 10 2014 6:44PM
San Jose | San Jose -> ETSR2 ZONE 1 -> ROW E -> Z1.E.06(A) | Z1.E.06(A) | RU#20 | cable manager | DATA CENTER OPERATIONS | Generic Patch Panel Icons | Generic Patch Panel | 1U Cable Manager | PP195 |  |  |  | Aug 1 2014 4:51PM
San Jose | San Jose -> ETSR2 ZONE 1 -> ROW E -> Z1.E.06(A) | Z1.E.06(A) | RU#19 | SJESR1ISILONSA | NETWORK SERVICES | Cisco Systems | Catalyst 4900 | WS-C4948-10GE | CISO742 | FOX1423G11XK |  |  | Aug 1 2014 4:51PM
San Jose | San Jose -> ETSR2 ZONE 1 -> ROW E -> Z1.E.06(A) | Z1.E.06(A) | RU#18 | cable manager | DATA CENTER OPERATIONS | Generic Patch Panel Icons | Generic Patch Panel | 1U Cable Manager | PP195 |  |  |  | Aug 1 2014 4:51PM
San Jose | San Jose -> ETSR2 ZONE 1 -> ROW E -> Z1.E.06(A) | Z1.E.06(A) | RU#17 | blanking panel |  | APC | NetShelter | AR8101BLK-1U | APC969 |  |  |  | Sep 10 2014 6:44PM
San Jose | San Jose -> ETSR2 ZONE 1 -> ROW E -> Z1.E.06(A) | Z1.E.06(A) | RU#09 | blanking panel |  | APC | NetShelter | AR8101BLK-8U | APC972 |  |  |  | Sep 10 2014 6:44PM
San Jose | San Jose -> ETSR2 ZONE 1 -> ROW E -> Z1.E.06(B) | Z1.E.06(B) | RU#01 | blanking panel |  | APC | NetShelter | AR8101BLK-8U | APC972 |  |  |  | Sep 10 2014 6:46PM
San Jose | San Jose -> ETSR2 ZONE 1 -> ROW E -> Z1.E.06(B) | Z1.E.06(B) | RU#45 | blanking panel |  | APC | NetShelter | AR8101BLK-1U | APC969 |  |  |  | Sep 10 2014 6:46PM
San Jose | San Jose -> ETSR2 ZONE 1 -> ROW E -> Z1.E.06(B) | Z1.E.06(B) | RU#41 | blanking panel |  | APC | NetShelter | AR8101BLK-4U | APC971 |  |  |  | Sep 10 2014 6:46PM
San Jose | San Jose -> ETSR2 ZONE 1 -> ROW E -> Z1.E.06(B) | Z1.E.06(B) | RU#37 | fiber patch panel | DATA CENTER OPERATIONS | Generic Equipment Set | 1100CAT5 | Patch Panel 96-Port | GENR676 |  |  |  | Aug 1 2014 4:52PM
San Jose | San Jose -> ETSR2 ZONE 1 -> ROW E -> Z1.E.06(B) | Z1.E.06(B) | RU#35 | patch panel | DATA CENTER OPERATIONS | Generic Equipment Set | 1100CAT5 | Patch Panel 48-Port | GENR674 |  |  |  | Aug 1 2014 4:52PM
San Jose | San Jose -> ETSR2 ZONE 1 -> ROW E -> Z1.E.06(B) | Z1.E.06(B) | RU#33 | cable manager | DATA CENTER OPERATIONS | Panduit | PatchLink | WMPF1E | PAND771 |  |  |  | Aug 1 2014 4:52PM
San Jose | San Jose -> ETSR2 ZONE 1 -> ROW E -> Z1.E.06(B) | Z1.E.06(B) | RU#31 | patch panel | DATA CENTER OPERATIONS | Generic Equipment Set | 1100CAT5 | Patch Panel 48-Port | GENR674 |  |  |  | Aug 1 2014 4:52PM
San Jose | San Jose -> ETSR2 ZONE 1 -> ROW E -> Z1.E.06(B) | Z1.E.06(B) | RU#29 | cable manager | DATA CENTER OPERATIONS | Panduit | PatchLink | WMPF1E | PAND771 |  |  |  | Aug 1 2014 4:52PM
San Jose | San Jose -> ETSR2 ZONE 1 -> ROW E -> Z1.E.06(B) | Z1.E.06(B) | RU#27 | patch panel | DATA CENTER OPERATIONS | Generic Equipment Set | 1100CAT5 | Patch Panel 48-Port | GENR674 |  |  |  | Aug 1 2014 4:52PM
San Jose | San Jose -> ETSR2 ZONE 1 -> ROW E -> Z1.E.06(B) | Z1.E.06(B) | RU#25 | cable manager | DATA CENTER OPERATIONS | Panduit | PatchLink | WMPF1E | PAND771 |  |  |  | Aug 1 2014 4:52PM
San Jose | San Jose -> ETSR2 ZONE 1 -> ROW E -> Z1.E.06(B) | Z1.E.06(B) | RU#21 | blanking panel |  | APC | NetShelter | AR8101BLK-4U | APC971 |  |  |  | Sep 10 2014 6:46PM
San Jose | San Jose -> ETSR2 ZONE 1 -> ROW E -> Z1.E.06(B) | Z1.E.06(B) | RU#16 | SNJSCA-DRRA | NETWORK SERVICES | Cisco Systems | Catalyst 6500 | WS-C6504-E | CICO117 |  |  |  | Aug 1 2014 4:52PM
San Jose | San Jose -> ETSR2 ZONE 1 -> ROW E -> Z1.E.06(B) | Z1.E.06(B) | RU#13 | SJE1ZONEFW1 |  | Juniper Networks | NetScreen | NS-ISG-2000 | JUNP111 | 0079082006000321, NS-ISG-2000-C |  |  | Aug 13 2014 12:41PM
San Jose | San Jose -> ETSR2 ZONE 1 -> ROW E -> Z1.E.06(B) | Z1.E.06(B) | RU#09 | blanking panel |  | APC | NetShelter | AR8101BLK-4U | APC971 |  |  |  | Sep 10 2014 6:46PM
San Jose | San Jose -> ETSR2 ZONE 1 -> ROW E -> Z1.E.07(A) | Z1.E.07(A) | RU#01 | blanking panel |  | APC | NetShelter | AR8101BLK-8U | APC972 |  |  |  | Sep 10 2014 6:50PM
San Jose | San Jose -> ETSR2 ZONE 1 -> ROW E -> Z1.E.07(A) | Z1.E.07(A) | RU#45 | blanking panel |  | APC | NetShelter | AR8101BLK-1U | APC969 |  |  |  | Sep 10 2014 6:50PM
San Jose | San Jose -> ETSR2 ZONE 1 -> ROW E -> Z1.E.07(A) | Z1.E.07(A) | RU#43 | patch panel | DATA CENTER OPERATIONS | Generic Equipment Set | 1100CAT5 | Patch Panel 48-Port | GENR674 |  |  |  | Aug 1 2014 4:53PM
San Jose | San Jose -> ETSR2 ZONE 1 -> ROW E -> Z1.E.07(A) | Z1.E.07(A) | RU#41 | patch panel | DATA CENTER OPERATIONS | Generic Equipment Set | 1100CAT5 | Patch Panel 48-Port | GENR674 |  |  |  | Aug 1 2014 4:53PM
San Jose | San Jose -> ETSR2 ZONE 1 -> ROW E -> Z1.E.07(A) | Z1.E.07(A) | RU#39 | patch panel | DATA CENTER OPERATIONS | Generic Equipment Set | 1100CAT5 | Patch Panel 48-Port | GENR674 |  |  |  | Aug 1 2014 4:53PM
San Jose | San Jose -> ETSR2 ZONE 1 -> ROW E -> Z1.E.07(A) | Z1.E.07(A) | RU#37 | patch panel | DATA CENTER OPERATIONS | Generic Equipment Set | 1100CAT5 | Patch Panel 48-Port | GENR674 |  |  |  | Aug 1 2014 4:53PM
San Jose | San Jose -> ETSR2 ZONE 1 -> ROW E -> Z1.E.07(A) | Z1.E.07(A) | RU#35 | patch panel | DATA CENTER OPERATIONS | Generic Equipment Set | 1100CAT5 | Patch Panel 48-Port | GENR674 |  |  |  | Aug 1 2014 4:53PM
San Jose | San Jose -> ETSR2 ZONE 1 -> ROW E -> Z1.E.07(A) | Z1.E.07(A) | RU#33 | patch panel | DATA CENTER OPERATIONS | Generic Equipment Set | 1100CAT5 | Patch Panel 48-Port | GENR674 |  |  |  | Aug 1 2014 4:53PM
San Jose | San Jose -> ETSR2 ZONE 1 -> ROW E -> Z1.E.07(A) | Z1.E.07(A) | RU#31 | patch panel | DATA CENTER OPERATIONS | Generic Equipment Set | 1100CAT5 | Patch Panel 48-Port | GENR674 |  |  |  | Aug 1 2014 4:53PM
San Jose | San Jose -> ETSR2 ZONE 1 -> ROW E -> Z1.E.07(A) | Z1.E.07(A) | RU#29 | patch panel | DATA CENTER OPERATIONS | Generic Equipment Set | 1100CAT5 | Patch Panel 48-Port | GENR674 |  |  |  | Aug 1 2014 4:53PM
San Jose | San Jose -> ETSR2 ZONE 1 -> ROW E -> Z1.E.07(A) | Z1.E.07(A) | RU#27 | patch panel | DATA CENTER OPERATIONS | Generic Equipment Set | 1100CAT5 | Patch Panel 48-Port | GENR674 |  |  |  | Aug 1 2014 4:53PM
San Jose | San Jose -> ETSR2 ZONE 1 -> ROW E -> Z1.E.07(A) | Z1.E.07(A) | RU#25 | patch panel | DATA CENTER OPERATIONS | Generic Equipment Set | 1100CAT5 | Patch Panel 48-Port | GENR674 |  |  |  | Aug 1 2014 4:53PM
San Jose | San Jose -> ETSR2 ZONE 1 -> ROW E -> Z1.E.07(A) | Z1.E.07(A) | RU#21 | blanking panel | DATA CENTER OPERATIONS | Generic Equipment Set | Panel | Blank 4U Panel | GENR262 |  |  |  | Aug 1 2014 4:52PM
San Jose | San Jose -> ETSR2 ZONE 1 -> ROW E -> Z1.E.07(A) | Z1.E.07(A) | RU#20 | blanking panel |  | APC | NetShelter | AR8101BLK-1U | APC969 |  |  |  | Sep 10 2014 6:50PM
San Jose | San Jose -> ETSR2 ZONE 1 -> ROW E -> Z1.E.07(A) | Z1.E.07(A) | RU#19 | SJESR1ZONESA | NETWORK SERVICES | Cisco Systems | Catalyst 4900 | WS-C4948 | CISO711 | FOX1212GCLY |  | 153.32.21.6 | Aug 1 2014 4:52PM
San Jose | San Jose -> ETSR2 ZONE 1 -> ROW E -> Z1.E.07(A) | Z1.E.07(A) | RU#18 | blanking panel |  | APC | NetShelter | AR8101BLK-1U | APC969 |  |  |  | Sep 10 2014 6:50PM
San Jose | San Jose -> ETSR2 ZONE 1 -> ROW E -> Z1.E.07(A) | Z1.E.07(A) | RU#17 | SJESR1CLUSTERSA | NETWORK SERVICES | Cisco Systems | Catalyst 4900 | WS-C4948 | CISO711 | FOX1211GCJH |  | 153.32.21.4 | Aug 1 2014 4:52PM
San Jose | San Jose -> ETSR2 ZONE 1 -> ROW E -> Z1.E.07(B) | Z1.E.07(B) | RU#01 | blanking panel |  | APC | NetShelter | AR8101BLK-8U | APC972 |  |  |  | Sep 10 2014 6:54PM
San Jose | San Jose -> ETSR2 ZONE 1 -> ROW E -> Z1.E.07(B) | Z1.E.07(B) | RU#45 | blanking panel |  | APC | NetShelter | AR8101BLK-1U | APC969 |  |  |  | Sep 10 2014 6:54PM
San Jose | San Jose -> ETSR2 ZONE 1 -> ROW E -> Z1.E.07(B) | Z1.E.07(B) | RU#43 | patch panel | DATA CENTER OPERATIONS | Generic Equipment Set | 1100CAT5 | Patch Panel 48-Port | GENR674 |  |  |  | Aug 1 2014 4:54PM
San Jose | San Jose -> ETSR2 ZONE 1 -> ROW E -> Z1.E.07(B) | Z1.E.07(B) | RU#41 | patch panel | DATA CENTER OPERATIONS | Generic Equipment Set | 1100CAT5 | Patch Panel 48-Port | GENR674 |  |  |  | Aug 1 2014 4:54PM
San Jose | San Jose -> ETSR2 ZONE 1 -> ROW E -> Z1.E.07(B) | Z1.E.07(B) | RU#39 | patch panel | DATA CENTER OPERATIONS | Generic Equipment Set | 1100CAT5 | Patch Panel 48-Port | GENR674 |  |  |  | Aug 1 2014 4:54PM
San Jose | San Jose -> ETSR2 ZONE 1 -> ROW E -> Z1.E.07(B) | Z1.E.07(B) | RU#37 | patch panel | DATA CENTER OPERATIONS | Generic Equipment Set | 1100CAT5 | Patch Panel 48-Port | GENR674 |  |  |  | Aug 1 2014 4:54PM
San Jose | San Jose -> ETSR2 ZONE 1 -> ROW E -> Z1.E.07(B) | Z1.E.07(B) | RU#35 | patch panel | DATA CENTER OPERATIONS | Generic Equipment Set | 1100CAT5 | Patch Panel 48-Port | GENR674 |  |  |  | Aug 1 2014 4:54PM
San Jose | San Jose -> ETSR2 ZONE 1 -> ROW E -> Z1.E.07(B) | Z1.E.07(B) | RU#33 | patch panel | DATA CENTER OPERATIONS | Generic Equipment Set | 1100CAT5 | Patch Panel 48-Port | GENR674 |  |  |  | Aug 1 2014 4:54PM
San Jose | San Jose -> ETSR2 ZONE 1 -> ROW E -> Z1.E.07(B) | Z1.E.07(B) | RU#31 | patch panel | DATA CENTER OPERATIONS | Generic Equipment Set | 1100CAT5 | Patch Panel 48-Port | GENR674 |  |  |  | Aug 1 2014 4:54PM
San Jose | San Jose -> ETSR2 ZONE 1 -> ROW E -> Z1.E.07(B) | Z1.E.07(B) | RU#29 | patch panel | DATA CENTER OPERATIONS | Generic Equipment Set | 1100CAT5 | Patch Panel 48-Port | GENR674 |  |  |  | Aug 1 2014 4:54PM
San Jose | San Jose -> ETSR2 ZONE 1 -> ROW E -> Z1.E.07(B) | Z1.E.07(B) | RU#27 | patch panel | DATA CENTER OPERATIONS | Generic Equipment Set | 1100CAT5 | Patch Panel 48-Port | GENR674 |  |  |  | Aug 1 2014 4:53PM
San Jose | San Jose -> ETSR2 ZONE 1 -> ROW E -> Z1.E.07(B) | Z1.E.07(B) | RU#25 | patch panel | DATA CENTER OPERATIONS | Generic Equipment Set | 1100CAT5 | Patch Panel 48-Port | GENR674 |  |  |  | Aug 1 2014 4:53PM
San Jose | San Jose -> ETSR2 ZONE 1 -> ROW E -> Z1.E.07(B) | Z1.E.07(B) | RU#21 | blanking panel | DATA CENTER OPERATIONS | Generic Equipment Set | Panel | Blank 4U Panel | GENR262 |  |  |  | Aug 1 2014 4:53PM
San Jose | San Jose -> ETSR2 ZONE 1 -> ROW E -> Z1.E.07(B) | Z1.E.07(B) | RU#20 | blanking panel |  | APC | NetShelter | AR8101BLK-1U | APC969 |  |  |  | Sep 10 2014 6:54PM
San Jose | San Jose -> ETSR2 ZONE 1 -> ROW E -> Z1.E.07(B) | Z1.E.07(B) | RU#19 | SJESR1ZONESB | NETWORK SERVICES | Cisco Systems | Catalyst 4900 | WS-C4948 | CISO711 | FOX1208GKRG |  | 153.32.21.7 | Aug 1 2014 4:53PM
San Jose | San Jose -> ETSR2 ZONE 1 -> ROW E -> Z1.E.07(B) | Z1.E.07(B) | RU#18 | blanking panel |  | APC | NetShelter | AR8101BLK-1U | APC969 |  |  |  | Sep 10 2014 6:54PM
San Jose | San Jose -> ETSR2 ZONE 1 -> ROW E -> Z1.E.07(B) | Z1.E.07(B) | RU#17 | SJESR1CLUSTERSB | NETWORK SERVICES | Cisco Systems | Catalyst 4900 | WS-C4948 | CISO711 | FOX1212GCM1 |  | 153.32.21.5 | Aug 1 2014 4:53PM
San Jose | San Jose -> ETSR2 ZONE 1 -> ROW E -> Z1.E.08(A) | Z1.E.08(A) | RU#01 | SJESR1SA | NETWORK SERVICES | Cisco Systems | Catalyst 6500 | WS-C6509 | CSCA203 | SMG1204N2PQ |  | 10.31.3.17 | Aug 1 2014 4:54PM
San Jose | San Jose -> ETSR2 ZONE 1 -> ROW E -> Z1.E.08(A) | Z1.E.08(A) | RU#45 | blanking panel |  | APC | NetShelter | AR8101BLK-1U | APC969 |  |  |  | Sep 16 2014 5:04PM
San Jose | San Jose -> ETSR2 ZONE 1 -> ROW E -> Z1.E.08(A) | Z1.E.08(A) | RU#43 | patch panel | DATA CENTER OPERATIONS | Generic Equipment Set | 1100CAT5 | Patch Panel 48-Port | GENR674 |  |  |  | Aug 1 2014 4:55PM
San Jose | San Jose -> ETSR2 ZONE 1 -> ROW E -> Z1.E.08(A) | Z1.E.08(A) | RU#41 | patch panel | DATA CENTER OPERATIONS | Generic Equipment Set | 1100CAT5 | Patch Panel 48-Port | GENR674 |  |  |  | Aug 1 2014 4:55PM
San Jose | San Jose -> ETSR2 ZONE 1 -> ROW E -> Z1.E.08(A) | Z1.E.08(A) | RU#39 | patch panel | DATA CENTER OPERATIONS | Generic Equipment Set | 1100CAT5 | Patch Panel 48-Port | GENR674 |  |  |  | Aug 1 2014 4:55PM
San Jose | San Jose -> ETSR2 ZONE 1 -> ROW E -> Z1.E.08(A) | Z1.E.08(A) | RU#37 | patch panel | DATA CENTER OPERATIONS | Generic Equipment Set | 1100CAT5 | Patch Panel 48-Port | GENR674 |  |  |  | Aug 1 2014 4:55PM
San Jose | San Jose -> ETSR2 ZONE 1 -> ROW E -> Z1.E.08(A) | Z1.E.08(A) | RU#35 | patch panel | DATA CENTER OPERATIONS | Generic Equipment Set | 1100CAT5 | Patch Panel 48-Port | GENR674 |  |  |  | Aug 1 2014 4:55PM
San Jose | San Jose -> ETSR2 ZONE 1 -> ROW E -> Z1.E.08(A) | Z1.E.08(A) | RU#33 | patch panel | DATA CENTER OPERATIONS | Generic Equipment Set | 1100CAT5 | Patch Panel 48-Port | GENR674 |  |  |  | Aug 1 2014 4:55PM
San Jose | San Jose -> ETSR2 ZONE 1 -> ROW E -> Z1.E.08(A) | Z1.E.08(A) | RU#31 | patch panel | DATA CENTER OPERATIONS | Generic Equipment Set | 1100CAT5 | Patch Panel 48-Port | GENR674 |  |  |  | Aug 1 2014 4:55PM
San Jose | San Jose -> ETSR2 ZONE 1 -> ROW E -> Z1.E.08(A) | Z1.E.08(A) | RU#29 | patch panel | DATA CENTER OPERATIONS | Generic Equipment Set | 1100CAT5 | Patch Panel 48-Port | GENR674 |  |  |  | Aug 1 2014 4:55PM
San Jose | San Jose -> ETSR2 ZONE 1 -> ROW E -> Z1.E.08(A) | Z1.E.08(A) | RU#27 | patch panel | DATA CENTER OPERATIONS | Generic Equipment Set | 1100CAT5 | Patch Panel 48-Port | GENR674 |  |  |  | Aug 1 2014 4:55PM
San Jose | San Jose -> ETSR2 ZONE 1 -> ROW E -> Z1.E.08(A) | Z1.E.08(A) | RU#25 | patch panel | DATA CENTER OPERATIONS | Generic Equipment Set | 1100CAT5 | Patch Panel 48-Port | GENR674 |  |  |  | Aug 1 2014 4:55PM
San Jose | San Jose -> ETSR2 ZONE 1 -> ROW E -> Z1.E.08(A) | Z1.E.08(A) | RU#21 | blanking panel | DATA CENTER OPERATIONS | Generic Equipment Set | Panel | Blank 4U Panel | GENR262 |  |  |  | Aug 1 2014 4:55PM
San Jose | San Jose -> ETSR2 ZONE 1 -> ROW E -> Z1.E.08(A) | Z1.E.08(A) | RU#19 | blanking panel |  | APC | NetShelter | AR8101BLK-2U | APC970 |  |  |  | Sep 16 2014 5:04PM
San Jose | San Jose -> ETSR2 ZONE 1 -> ROW E -> Z1.E.08(A) | Z1.E.08(A) | RU#18 | SJESR1ILOSA | NETWORK SERVICES | Cisco Systems | Catalyst 3750 | WS-C3750G-24T-E | CSCA186 | FOC1143Y49K |  | 10.4.172.1 | Aug 1 2014 4:55PM
San Jose | San Jose -> ETSR2 ZONE 1 -> ROW E -> Z1.E.08(A) | Z1.E.08(A) | RU#17 | SJESR1BUSA | NETWORK SERVICES | Cisco Systems | Catalyst 4900 | WS-C4948 | CISO711 | FOX1151G3E5 |  | 153.32.21.8 | Aug 1 2014 4:55PM
San Jose | San Jose -> ETSR2 ZONE 1 -> ROW E -> Z1.E.08(A) | Z1.E.08(A) | RU#16 | blanking panel |  | APC | NetShelter | AR8101BLK-1U | APC969 |  |  |  | Sep 16 2014 5:04PM
San Jose | San Jose -> ETSR2 ZONE 1 -> ROW E -> Z1.E.08(B) | Z1.E.08(B) | RU#01 | SJESR1SB | NETWORK SERVICES | Cisco Systems | Catalyst 6500 | WS-C6509 | CSCA203 | SMG1203N1CA |  | 10.31.3.18 | Aug 1 2014 4:56PM
San Jose | San Jose -> ETSR2 ZONE 1 -> ROW E -> Z1.E.08(B) | Z1.E.08(B) | RU#45 | blanking panel |  | APC | NetShelter | AR8101BLK-1U | APC969 |  |  |  | Sep 16 2014 5:09PM
San Jose | San Jose -> ETSR2 ZONE 1 -> ROW E -> Z1.E.08(B) | Z1.E.08(B) | RU#43 | patch panel | DATA CENTER OPERATIONS | Generic Equipment Set | 1100CAT5 | Patch Panel 48-Port | GENR674 |  |  |  | Aug 1 2014 4:57PM
San Jose | San Jose -> ETSR2 ZONE 1 -> ROW E -> Z1.E.08(B) | Z1.E.08(B) | RU#41 | patch panel | DATA CENTER OPERATIONS | Generic Equipment Set | 1100CAT5 | Patch Panel 48-Port | GENR674 |  |  |  | Aug 1 2014 4:57PM
San Jose | San Jose -> ETSR2 ZONE 1 -> ROW E -> Z1.E.08(B) | Z1.E.08(B) | RU#39 | patch panel | DATA CENTER OPERATIONS | Generic Equipment Set | 1100CAT5 | Patch Panel 48-Port | GENR674 |  |  |  | Aug 1 2014 4:57PM
San Jose | San Jose -> ETSR2 ZONE 1 -> ROW E -> Z1.E.08(B) | Z1.E.08(B) | RU#37 | patch panel | DATA CENTER OPERATIONS | Generic Equipment Set | 1100CAT5 | Patch Panel 48-Port | GENR674 |  |  |  | Aug 1 2014 4:56PM
San Jose | San Jose -> ETSR2 ZONE 1 -> ROW E -> Z1.E.08(B) | Z1.E.08(B) | RU#35 | patch panel | DATA CENTER OPERATIONS | Generic Equipment Set | 1100CAT5 | Patch Panel 48-Port | GENR674 |  |  |  | Aug 1 2014 4:56PM
San Jose | San Jose -> ETSR2 ZONE 1 -> ROW E -> Z1.E.08(B) | Z1.E.08(B) | RU#33 | patch panel | DATA CENTER OPERATIONS | Generic Equipment Set | 1100CAT5 | Patch Panel 48-Port | GENR674 |  |  |  | Aug 1 2014 4:56PM
San Jose | San Jose -> ETSR2 ZONE 1 -> ROW E -> Z1.E.08(B) | Z1.E.08(B) | RU#31 | patch panel | DATA CENTER OPERATIONS | Generic Equipment Set | 1100CAT5 | Patch Panel 48-Port | GENR674 |  |  |  | Aug 1 2014 4:56PM
San Jose | San Jose -> ETSR2 ZONE 1 -> ROW E -> Z1.E.08(B) | Z1.E.08(B) | RU#29 | patch panel | DATA CENTER OPERATIONS | Generic Equipment Set | 1100CAT5 | Patch Panel 48-Port | GENR674 |  |  |  | Aug 1 2014 4:56PM
San Jose | San Jose -> ETSR2 ZONE 1 -> ROW E -> Z1.E.08(B) | Z1.E.08(B) | RU#27 | patch panel | DATA CENTER OPERATIONS | Generic Equipment Set | 1100CAT5 | Patch Panel 48-Port | GENR674 |  |  |  | Aug 1 2014 4:56PM
San Jose | San Jose -> ETSR2 ZONE 1 -> ROW E -> Z1.E.08(B) | Z1.E.08(B) | RU#25 | patch panel | DATA CENTER OPERATIONS | Generic Equipment Set | 1100CAT5 | Patch Panel 48-Port | GENR674 |  |  |  | Aug 1 2014 4:56PM
San Jose | San Jose -> ETSR2 ZONE 1 -> ROW E -> Z1.E.08(B) | Z1.E.08(B) | RU#21 | blanking panel | DATA CENTER OPERATIONS | Generic Equipment Set | Panel | Blank 4U Panel | GENR262 |  |  |  | Aug 1 2014 4:56PM
San Jose | San Jose -> ETSR2 ZONE 1 -> ROW E -> Z1.E.08(B) | Z1.E.08(B) | RU#18 | blanking panel |  | APC | NetShelter | AR8101BLK-3U | APCC280 |  |  |  | Sep 16 2014 5:09PM
San Jose | San Jose -> ETSR2 ZONE 1 -> ROW E -> Z1.E.08(B) | Z1.E.08(B) | RU#17 | SJESR1BUSB | NETWORK SERVICES | Cisco Systems | Catalyst 4900 | WS-C4948 | CISO711 | FOX1150HFNP |  | 153.32.21.9 | Aug 1 2014 4:56PM
San Jose | San Jose -> ETSR2 ZONE 1 -> ROW E -> Z1.E.08(B) | Z1.E.08(B) | RU#16 | blanking panel |  | APC | NetShelter | AR8101BLK-1U | APC969 |  |  |  | Sep 16 2014 5:09PM
San Jose | San Jose -> ETSR2 ZONE 1 -> ROW E -> Z1.E.09(A) | Z1.E.09(A) | RU#01 | blanking panel |  | APC | NetShelter | AR8101BLK-8U | APC972 |  |  |  | Sep 16 2014 5:13PM
San Jose | San Jose -> ETSR2 ZONE 1 -> ROW E -> Z1.E.09(A) | Z1.E.09(A) | RU#36 | blanking panel |  | APC | NetShelter | AR8101BLK-2U | APC970 |  |  |  | Sep 16 2014 5:13PM
San Jose | San Jose -> ETSR2 ZONE 1 -> ROW E -> Z1.E.09(A) | Z1.E.09(A) | RU#32 | blanking panel |  | APC | NetShelter | AR8101BLK-4U | APC971 |  |  |  | Sep 16 2014 5:13PM
San Jose | San Jose -> ETSR2 ZONE 1 -> ROW E -> Z1.E.09(A) | Z1.E.09(A) | RU#30 | patch panel | DATA CENTER OPERATIONS | Generic Equipment Set | 1100CAT5 | Patch Panel 48-Port | GENR674 |  |  |  | Aug 1 2014 4:57PM
San Jose | San Jose -> ETSR2 ZONE 1 -> ROW E -> Z1.E.09(A) | Z1.E.09(A) | RU#28 | patch panel | DATA CENTER OPERATIONS | Generic Equipment Set | 1100CAT5 | Patch Panel 48-Port | GENR674 |  |  |  | Aug 1 2014 4:57PM
San Jose | San Jose -> ETSR2 ZONE 1 -> ROW E -> Z1.E.09(A) | Z1.E.09(A) | RU#24 | blanking panel |  | APC | NetShelter | AR8101BLK-4U | APC971 |  |  |  | Sep 16 2014 5:13PM
San Jose | San Jose -> ETSR2 ZONE 1 -> ROW E -> Z1.E.09(A) | Z1.E.09(A) | RU#23 | SNJSESR2-ADMSH-SA | NETWORK SERVICES | Juniper Networks | EX Series | EX2200-48T-4G | JUNP900 | CU0213530540 |  |  | Aug 1 2014 4:57PM
San Jose | San Jose -> ETSR2 ZONE 1 -> ROW E -> Z1.E.09(A) | Z1.E.09(A) | RU#22 | cable manager | DATA CENTER OPERATIONS | Leviton Voice and Data | Versi-Duct | 491RU-HFO | LEVI913 |  |  |  | Aug 1 2014 4:57PM
San Jose | San Jose -> ETSR2 ZONE 1 -> ROW E -> Z1.E.09(A) | Z1.E.09(A) | RU#21 | SNJSESR2-INTRATORSH-SA | NETWORK SERVICES | Juniper Networks | EX Series | EX 4200-48T | JUNP617 | PE3713350219 | 3133545 |  | Aug 1 2014 4:57PM
San Jose | San Jose -> ETSR2 ZONE 1 -> ROW E -> Z1.E.09(A) | Z1.E.09(A) | RU#20 | cable manager | DATA CENTER OPERATIONS | Leviton Voice and Data | Versi-Duct | 491RU-HFO | LEVI913 |  |  |  | Aug 1 2014 4:57PM
San Jose | San Jose -> ETSR2 ZONE 1 -> ROW E -> Z1.E.09(A) | Z1.E.09(A) | RU#17 | SJE1ZONEFW2 |  | Juniper Networks | NetScreen | NS-ISG-2000 | JUNP111 | 0079032006000XXX | N/A | 10.4.3.22 | May 30 2014 4:24PM
San Jose | San Jose -> ETSR2 ZONE 1 -> ROW E -> Z1.E.09(A) | Z1.E.09(A) | RU#09 | blanking panel |  | APC | NetShelter | AR8101BLK-8U | APC972 |  |  |  | Sep 16 2014 5:13PM
San Jose | San Jose -> ETSR2 ZONE 1 -> ROW E -> Z1.E.09(B) | Z1.E.09(B) | RU#01 | blanking panel |  | APC | NetShelter | AR8101BLK-8U | APC972 |  |  |  | Sep 16 2014 5:16PM
San Jose | San Jose -> ETSR2 ZONE 1 -> ROW E -> Z1.E.09(B) | Z1.E.09(B) | RU#36 | patch panel | DATA CENTER OPERATIONS | Generic Equipment Set | 1100CAT5 | Patch Panel 48-Port | GENR674 |  |  |  | Aug 1 2014 4:58PM
San Jose | San Jose -> ETSR2 ZONE 1 -> ROW E -> Z1.E.09(B) | Z1.E.09(B) | RU#34 | patch panel | DATA CENTER OPERATIONS | Generic Equipment Set | 1100CAT5 | Patch Panel 48-Port | GENR674 |  |  |  | Aug 1 2014 4:58PM
San Jose | San Jose -> ETSR2 ZONE 1 -> ROW E -> Z1.E.09(B) | Z1.E.09(B) | RU#32 | patch panel | DATA CENTER OPERATIONS | Generic Equipment Set | 1100CAT5 | Patch Panel 48-Port | GENR674 |  |  |  | Aug 1 2014 4:58PM
San Jose | San Jose -> ETSR2 ZONE 1 -> ROW E -> Z1.E.09(B) | Z1.E.09(B) | RU#30 | patch panel | DATA CENTER OPERATIONS | Generic Equipment Set | 1100CAT5 | Patch Panel 48-Port | GENR674 |  |  |  | Aug 1 2014 4:58PM
San Jose | San Jose -> ETSR2 ZONE 1 -> ROW E -> Z1.E.09(B) | Z1.E.09(B) | RU#28 | patch panel | DATA CENTER OPERATIONS | Generic Equipment Set | 1100CAT5 | Patch Panel 48-Port | GENR674 |  |  |  | Aug 1 2014 4:58PM
San Jose | San Jose -> ETSR2 ZONE 1 -> ROW E -> Z1.E.09(B) | Z1.E.09(B) | RU#26 | patch panel | DATA CENTER OPERATIONS | Generic Equipment Set | 1100CAT5 | Patch Panel 48-Port | GENR674 |  |  |  | Aug 1 2014 4:58PM
San Jose | San Jose -> ETSR2 ZONE 1 -> ROW E -> Z1.E.09(B) | Z1.E.09(B) | RU#24 | patch panel | DATA CENTER OPERATIONS | Generic Equipment Set | 1100CAT5 | Patch Panel 48-Port | GENR674 |  |  |  | Aug 1 2014 4:58PM
San Jose | San Jose -> ETSR2 ZONE 1 -> ROW E -> Z1.E.09(B) | Z1.E.09(B) | RU#22 | patch panel | DATA CENTER OPERATIONS | Generic Equipment Set | 1100CAT5 | Patch Panel 48-Port | GENR674 |  |  |  | Aug 1 2014 4:58PM
San Jose | San Jose -> ETSR2 ZONE 1 -> ROW E -> Z1.E.09(B) | Z1.E.09(B) | RU#20 | patch panel | DATA CENTER OPERATIONS | Generic Equipment Set | 1100CAT5 | Patch Panel 48-Port | GENR674 |  |  |  | Aug 1 2014 4:57PM
San Jose | San Jose -> ETSR2 ZONE 1 -> ROW E -> Z1.E.09(B) | Z1.E.09(B) | RU#18 | patch panel | DATA CENTER OPERATIONS | Generic Equipment Set | 1100CAT5 | Patch Panel 48-Port | GENR674 |  |  |  | Aug 1 2014 4:57PM
San Jose | San Jose -> ETSR2 ZONE 1 -> ROW E -> Z1.E.09(B) | Z1.E.09(B) | RU#14 | cable manager | DATA CENTER OPERATIONS | Generic Equipment Set | Panel | Blank 4U Panel | GENR262 |  |  |  | Aug 1 2014 4:57PM
San Jose | San Jose -> ETSR2 ZONE 1 -> ROW E -> Z1.E.09(B) | Z1.E.09(B) | RU#13 | cable manager | DATA CENTER OPERATIONS | Leviton Voice and Data | Versi-Duct | 491RU-HFO | LEVI913 |  |  |  | Aug 1 2014 4:58PM
San Jose | San Jose -> ETSR2 ZONE 1 -> ROW E -> Z1.E.09(B) | Z1.E.09(B) | RU#12 | SNJSESR2-INTRATORSH-SB | NETWORK SERVICES | Juniper Networks | EX Series | EX 4200-48T | JUNP617 | PE3713350221 | 3133543 |  | Aug 1 2014 4:58PM
San Jose | San Jose -> ETSR2 ZONE 1 -> ROW E -> Z1.E.09(B) | Z1.E.09(B) | RU#11 | cable manager | DATA CENTER OPERATIONS | Leviton Voice and Data | Versi-Duct | 491RU-HFO | LEVI913 |  |  |  | Aug 1 2014 4:58PM
San Jose | San Jose -> ETSR2 ZONE 1 -> ROW E -> Z1.E.09(B) | Z1.E.09(B) | RU#09 | blanking panel |  | APC | NetShelter | AR8101BLK-2U | APC970 |  |  |  | Sep 16 2014 5:16PM
San Jose | San Jose -> ETSR2 ZONE 1 -> ROW E -> Z1.E.10(A) | Z1.E.10(A) | RU#25 | ETSR2Z1E10APDUA | DATA CENTER OPERATIONS | Raritan Computer | Dominion PX II | PX2-5339R | RCI586 | QN16600003 |  | 10.4.172.95 | Aug 22 2016 12:26PM
San Jose | San Jose -> ETSR2 ZONE 1 -> ROW E -> Z1.E.10(B) | Z1.E.10(B) | RU#01 | SNJSET-6SR2BEFW01 | NETWORK SERVICES | Palo Alto Networks | PA-7000 Series | PA-7050 | PLNO020 | 10108001255 |  | 10.4.9.5 | Aug 19 2016 12:13PM
San Jose | San Jose -> ETSR2 ZONE 1 -> ROW E -> Z1.E.10(B) | Z1.E.10(B) | RU#25 | ETSR2Z1E10BPDUA | DATA CENTER OPERATIONS | Raritan Computer | Dominion PX II | PX2-5339R | RCI586 | QN16600013 |  | 10.4.172.106 | Aug 22 2016 12:26PM
San Jose | San Jose -> ETSR2 ZONE 1 -> ROW E -> Z1.E.10(B) | Z1.E.10(B) | RU#12 | SNJSET-6SR2FEFW01 | NETWORK SERVICES | Palo Alto Networks | PA-7000 Series | PA-7050 | PLNO020 | 10108001247 |  | 10.4.9.7 | Aug 19 2016 12:13PM
San Jose | San Jose -> ETSR2 ZONE 1 -> ROW E -> Z1.E.5.5(A) | Z1.E.5.5(A) | InOutPlug#2 | ETSR2Z1E5.5APDUC | DATA CENTER OPERATIONS | Raritan Computer | Dominion PX II | PX2-5522-E2N1 | RARI025 | PHR2460030 |  | 10.4.172.65 | Aug 22 2016 12:26PM
San Jose | San Jose -> ETSR2 ZONE 1 -> ROW E -> Z1.E.5.5(A) | Z1.E.5.5(A) | InOutPlug#1 | ETSR2Z1E5.5APDUB | DATA CENTER OPERATIONS | Raritan Computer | Dominion PX II | PX2-5522-E2N1 | RARI025 | PHR2460007 |  | 10.4.172.60 | Aug 22 2016 12:26PM
San Jose | San Jose -> ETSR2 ZONE 1 -> ROW E -> Z1.E.5.5(A) | Z1.E.5.5(A) | RU#25 | ETSR2Z1E5.5APDUA | DATA CENTER OPERATIONS | Raritan Computer | Dominion PX II | PX2-5339R | RCI586 | QN16600005 |  | 10.4.172.56 | Aug 22 2016 12:26PM
San Jose | San Jose -> ETSR2 ZONE 1 -> ROW E -> Z1.E.5.5(B) | Z1.E.5.5(B) | RU#01 | SNJSET-6SR2INTP1DS01 | NETWORK SERVICES | Cisco Systems | Nexus 9000 Series | N9K-C9508 | CSSY227 | FGE201606R2 | 100214627 |  | Aug 19 2016 12:13PM
San Jose | San Jose -> ETSR2 ZONE 1 -> ROW E -> Z1.E.5.5(B) | Z1.E.5.5(B) | RU#45 | cable manager |  | Ortronics | Cable Management Panel | OR-FCM-19-1 | ORTI328 |  |  |  | Aug 22 2016 12:26PM
San Jose | San Jose -> ETSR2 ZONE 1 -> ROW E -> Z1.E.5.5(B) | Z1.E.5.5(B) | RU#41 | patch panel - fiber |  | Ortronics | Fiber Optic Systems | OR-UC04UA-P | ORTI427 |  |  |  | Aug 22 2016 12:26PM
San Jose | San Jose -> ETSR2 ZONE 1 -> ROW E -> Z1.E.5.5(B) | Z1.E.5.5(B) | RU#39 | cable manager |  | Ortronics | Cable Management Panel | OR-808044549 - 2U | ORT243 |  |  |  | Aug 22 2016 12:26PM
San Jose | San Jose -> ETSR2 ZONE 1 -> ROW E -> Z1.E.5.5(B) | Z1.E.5.5(B) | RU#29 | SNJSET-6SR2DMZP1DS01 | NETWORK SERVICES | Cisco Systems | Nexus 9000 Series | Nexus 9504 | CSSY408 | FOX2018GGA4 |  | 10.4.8.5 | Aug 19 2016 12:13PM
San Jose | San Jose -> ETSR2 ZONE 1 -> ROW E -> Z1.E.5.5(B) | Z1.E.5.5(B) | RU#25 | ETSR2Z1E5.5BPDUA | DATA CENTER OPERATIONS | Raritan Computer | Dominion PX II | PX2-5339R | RCI586 | QN16600011 |  | 10.4.172.52 | Aug 22 2016 12:26PM
San Jose | San Jose -> ETSR2 ZONE 1 -> ROW E -> Z1.E.5.5(B) | Z1.E.5.5(B) | RU#16 | SNJSET-6SR2INTP1HADDS01 | NETWORK SERVICES | Cisco Systems | Nexus 9000 Series | Nexus 9504 | CSSY408 | FOX2021G9PV | 100214667 | 10.4.8.9 | Aug 19 2016 12:13PM
San Jose | San Jose -> ETSR2 ZONE 1 -> ROW F -> Z1.F.01 | Z1.F.01 | InOutPlug#2 | ETSR2-Z1F01-PDUB | DATA CENTER OPERATIONS | Raritan Computer | Dominion PX | PX-5522 | RCI293 | PXR1750066 |  | 10.4.160.164 | Aug 1 2014 5:00PM
San Jose | San Jose -> ETSR2 ZONE 1 -> ROW F -> Z1.F.01 | Z1.F.01 | InOutPlug#1 | ETSR2-Z1F01-PDUA | DATA CENTER OPERATIONS | Raritan Computer | Dominion PX | PX-5522 | RCI293 | PXR1450004 |  | 10.4.160.163 | Aug 1 2014 5:00PM
San Jose | San Jose -> ETSR2 ZONE 1 -> ROW F -> Z1.F.01 | Z1.F.01 | RU#51 | SJESR2SC | NETWORK SERVICES | Cisco Systems | Catalyst 4900 | WS-C4948 | CISO711 |  |  |  | Aug 1 2014 4:58PM
San Jose | San Jose -> ETSR2 ZONE 1 -> ROW F -> Z1.F.01 | Z1.F.01 | RU#44 | switch for HNAS |  | Brocade Communications Systems | ICX 6400 | ICX 6430-24 | BROC543 |  |  |  | Sep 3 2015 5:09PM
San Jose | San Jose -> ETSR2 ZONE 1 -> ROW F -> Z1.F.01 | Z1.F.01 | RU#40 | SJ1HNAS02-1 |  | Hitachi Data Systems | Unified Storage | HNAS 4100 | HDS366 |  |  |  | Sep 3 2015 5:09PM
San Jose | San Jose -> ETSR2 ZONE 1 -> ROW F -> Z1.F.01 | Z1.F.01 | RU#37 | SJ1HNAS02-2 |  | Hitachi Data Systems | Unified Storage | HNAS 4100 | HDS366 |  |  |  | Sep 3 2015 5:09PM
San Jose | San Jose -> ETSR2 ZONE 1 -> ROW F -> Z1.F.01 | Z1.F.01 | RU#36 | SJ1HNAS02-SMU |  | Super Micro Computer | SuperServer | PDR-2534B | SUPM488 |  |  |  | Sep 3 2015 5:09PM
San Jose | San Jose -> ETSR2 ZONE 1 -> ROW F -> Z1.F.02 | Z1.F.02 | RU#01 | SJ1HCN001 |  | Hewlett-Packard | Integrity | AH337A Superdome 2 Enclosure | HEPR290 |  |  |  | Oct 14 2015 6:44PM
San Jose | San Jose -> ETSR2 ZONE 1 -> ROW F -> Z1.F.02 | Z1.F.02 | InOutPlug#2 | ETSR2-Z1F02-PDUA | DATA CENTER OPERATIONS | Raritan Computer | Dominion PX | PX-5522 | RCI293 | RHZ5860038 |  | 10.4.160.165 | Sep 24 2014 5:32PM
San Jose | San Jose -> ETSR2 ZONE 1 -> ROW F -> Z1.F.02 | Z1.F.02 | InOutPlug#1 | ETSR2-Z1F02-PDUB | DATA CENTER OPERATIONS | Raritan Computer | Dominion PX | PX-5522 | RCI293 | RHZ5860034 |  | 10.4.160.166 | Sep 24 2014 5:32PM
San Jose | San Jose -> ETSR2 ZONE 1 -> ROW F -> Z1.F.02 | Z1.F.02 | RU#50 | blanking panel |  | APC | NetShelter | AR8101BLK-2U | APC970 |  |  |  | Apr 17 2015 4:51PM
San Jose | San Jose -> ETSR2 ZONE 1 -> ROW F -> Z1.F.02 | Z1.F.02 | RU#46 | blanking panel |  | APC | NetShelter | AR8101BLK-4U | APC971 |  |  |  | Apr 17 2015 4:51PM
San Jose | San Jose -> ETSR2 ZONE 1 -> ROW F -> Z1.F.02 | Z1.F.02 | RU#38 | blanking panel | DATA CENTER OPERATIONS | APC | NetShelter | AR8101BLK-8U | APC972 |  |  |  | Aug 1 2014 5:00PM
San Jose | San Jose -> ETSR2 ZONE 1 -> ROW F -> Z1.F.02 | Z1.F.02 | RU#30 | blanking panel | DATA CENTER OPERATIONS | APC | NetShelter | AR8101BLK-8U | APC972 |  |  |  | Aug 1 2014 5:00PM
San Jose | San Jose -> ETSR2 ZONE 1 -> ROW F -> Z1.F.02 | Z1.F.02 | RU#22 | blanking panel | DATA CENTER OPERATIONS | APC | NetShelter | AR8101BLK-8U | APC972 |  |  |  | Aug 1 2014 5:00PM
San Jose | San Jose -> ETSR2 ZONE 1 -> ROW F -> Z1.F.02 | Z1.F.02 | RU#19 | PX3-5464R-G1 |  | Raritan Computer | Dominion PX III | PX3-5464R-G1 | RCI914 |  |  |  | Oct 14 2015 6:44PM
San Jose | San Jose -> ETSR2 ZONE 1 -> ROW F -> Z1.F.03 | Z1.F.03 | RU#01 | SJ1HCN003 |  | Hewlett-Packard | Integrity | AH337A Superdome 2 Enclosure | HEPR290 |  |  |  | Oct 14 2015 6:44PM
San Jose | San Jose -> ETSR2 ZONE 1 -> ROW F -> Z1.F.03 | Z1.F.03 | InOutPlug#2 | ETSR2-Z1F03-PDUA | DATA CENTER OPERATIONS | Raritan Computer | Dominion PX | PX-5522 | RCI293 | RHZ5860017 |  | 10.4.160.167 | Sep 24 2014 5:32PM
San Jose | San Jose -> ETSR2 ZONE 1 -> ROW F -> Z1.F.03 | Z1.F.03 | InOutPlug#1 | ETSR2-Z1F03-PDUB | DATA CENTER OPERATIONS | Raritan Computer | Dominion PX | PX-5522 | RCI293 | RHZ5860019 |  | 10.4.160.168 | Sep 24 2014 5:32PM
San Jose | San Jose -> ETSR2 ZONE 1 -> ROW F -> Z1.F.03 | Z1.F.03 | RU#43 | Blanking Panel |  | APC | NetShelter | AR8101BLK-8U | APC972 |  |  |  | Oct 14 2015 6:44PM
San Jose | San Jose -> ETSR2 ZONE 1 -> ROW F -> Z1.F.03 | Z1.F.03 | RU#41 | PX3-5464R-G1 |  | Raritan Computer | Dominion PX III | PX3-5464R-G1 | RCI914 |  |  |  | Oct 14 2015 6:44PM
San Jose | San Jose -> ETSR2 ZONE 1 -> ROW F -> Z1.F.03 | Z1.F.03 | RU#23 | SJ1HCN002 |  | Hewlett-Packard | Integrity | AH337A Superdome 2 Enclosure | HEPR290 |  |  |  | Oct 14 2015 6:44PM
San Jose | San Jose -> ETSR2 ZONE 1 -> ROW F -> Z1.F.03 | Z1.F.03 | RU#19 | PX3-5464R-G1 |  | Raritan Computer | Dominion PX III | PX3-5464R-G1 | RCI914 |  |  |  | Oct 14 2015 6:44PM
San Jose | San Jose -> ETSR2 ZONE 1 -> ROW F -> Z1.F.04 | Z1.F.04 | RU#01 | SJHDS40 | STORAGE SERVICES | Hitachi Data Systems | Virtual Storage Series | G800 | HDS853 | 440757 |  | 10.5.69.232 | Aug 18 2016 6:29PM
San Jose | San Jose -> ETSR2 ZONE 1 -> ROW F -> Z1.F.06 | Z1.F.06 | RU#01 | blanking panel | DATA CENTER OPERATIONS | APC | NetShelter | AR8101BLK-8U | APC972 |  |  |  | Aug 1 2014 5:06PM
San Jose | San Jose -> ETSR2 ZONE 1 -> ROW F -> Z1.F.06 | Z1.F.06 | InOutPlug#2 | ETSR2-Z1F06-PDUA | DATA CENTER OPERATIONS | Raritan Computer | Dominion PX | PX-5522 | RCI293 |  |  | 10.4.172.108 | Sep 24 2014 5:17PM
San Jose | San Jose -> ETSR2 ZONE 1 -> ROW F -> Z1.F.06 | Z1.F.06 | InOutPlug#1 | ETSR2-Z1F06-PDUB | DATA CENTER OPERATIONS | Raritan Computer | Dominion PX | PX-5522 | RCI293 |  |  | 10.4.172.112 | Sep 24 2014 5:17PM
San Jose | San Jose -> ETSR2 ZONE 1 -> ROW F -> Z1.F.06 | Z1.F.06 | RU#50 | blanking panel |  | APC | NetShelter | AR8101BLK-2U | APC970 |  |  |  | Apr 17 2015 4:51PM
San Jose | San Jose -> ETSR2 ZONE 1 -> ROW F -> Z1.F.06 | Z1.F.06 | RU#46 | blanking panel |  | APC | NetShelter | AR8101BLK-4U | APC971 |  |  |  | Apr 17 2015 4:51PM
San Jose | San Jose -> ETSR2 ZONE 1 -> ROW F -> Z1.F.06 | Z1.F.06 | RU#45 | blanking panel | DATA CENTER OPERATIONS | APC | NetShelter | AR8101BLK-1U | APC969 |  |  |  | Aug 1 2014 5:06PM
San Jose | San Jose -> ETSR2 ZONE 1 -> ROW F -> Z1.F.06 | Z1.F.06 | RU#37 | blanking panel | DATA CENTER OPERATIONS | APC | NetShelter | AR8101BLK-8U | APC972 |  |  |  | Aug 1 2014 5:06PM
San Jose | San Jose -> ETSR2 ZONE 1 -> ROW F -> Z1.F.06 | Z1.F.06 | RU#33 | blanking panel | DATA CENTER OPERATIONS | APC | NetShelter | AR8101BLK-4U | APC971 |  |  |  | Aug 1 2014 5:06PM
San Jose | San Jose -> ETSR2 ZONE 1 -> ROW F -> Z1.F.06 | Z1.F.06 | RU#25 | blanking panel | DATA CENTER OPERATIONS | APC | NetShelter | AR8101BLK-8U | APC972 |  |  |  | Aug 1 2014 5:06PM
San Jose | San Jose -> ETSR2 ZONE 1 -> ROW F -> Z1.F.06 | Z1.F.06 | RU#17 | blanking panel | DATA CENTER OPERATIONS | APC | NetShelter | AR8101BLK-8U | APC972 |  |  |  | Aug 1 2014 5:06PM
San Jose | San Jose -> ETSR2 ZONE 1 -> ROW F -> Z1.F.06 | Z1.F.06 | RU#09 | blanking panel | DATA CENTER OPERATIONS | APC | NetShelter | AR8101BLK-8U | APC972 |  |  |  | Aug 1 2014 5:06PM
San Jose | San Jose -> ETSR2 ZONE 1 -> ROW F -> Z1.F.07 | Z1.F.07 | RU#01 | blanking panel | DATA CENTER OPERATIONS | APC | NetShelter | AR8101BLK-8U | APC972 |  |  |  | Aug 1 2014 5:06PM
San Jose | San Jose -> ETSR2 ZONE 1 -> ROW F -> Z1.F.07 | Z1.F.07 | InOutPlug#2 | ETSR2-Z1F07-PDUA | DATA CENTER OPERATIONS | Raritan Computer | Dominion PX | PX-5522 | RCI293 | PXR0450027 |  | 10.4.172.117 | Sep 24 2014 5:15PM
San Jose | San Jose -> ETSR2 ZONE 1 -> ROW F -> Z1.F.07 | Z1.F.07 | InOutPlug#1 | ETSR2-Z1F07-PDUB | DATA CENTER OPERATIONS | Raritan Computer | Dominion PX | PX-5522 | RCI293 | PXR0450024 |  | 10.4.172.175 | Sep 24 2014 5:15PM
San Jose | San Jose -> ETSR2 ZONE 1 -> ROW F -> Z1.F.07 | Z1.F.07 | RU#51 | SJESR1ILOF-07 | NETWORK SERVICES | Cisco Systems | Catalyst 2960 | 2960S-48FPD-L | CSCY014 | FOC1150U5KM |  |  | Dec 3 2014 6:33PM
San Jose | San Jose -> ETSR2 ZONE 1 -> ROW F -> Z1.F.07 | Z1.F.07 | RU#50 | blanking panel |  | APC | NetShelter | AR8101BLK-1U | APC969 |  |  |  | Apr 17 2015 4:51PM
San Jose | San Jose -> ETSR2 ZONE 1 -> ROW F -> Z1.F.07 | Z1.F.07 | RU#46 | AR8101BLK-4U |  | APC | NetShelter | AR8101BLK-4U | APC971 |  |  |  | Apr 17 2015 4:51PM
San Jose | San Jose -> ETSR2 ZONE 1 -> ROW F -> Z1.F.07 | Z1.F.07 | RU#45 | blanking panel |  | APC | NetShelter | AR8101BLK-1U | APC969 |  |  |  | Apr 17 2015 4:51PM
San Jose | San Jose -> ETSR2 ZONE 1 -> ROW F -> Z1.F.07 | Z1.F.07 | RU#41 | blanking panel | DATA CENTER OPERATIONS | APC | NetShelter | AR8101BLK-4U | APC971 |  |  |  | Aug 1 2014 5:07PM
San Jose | San Jose -> ETSR2 ZONE 1 -> ROW F -> Z1.F.07 | Z1.F.07 | RU#34 | SJ1DRA340 |  | Dell Computer | PowerEdge R-Series | PowerEdge R730xd - 3.5 Inch Drive Bays | DELM607 | 7y84082 |  | DRAC-10.5.64.118 | Dec 14 2015 3:33PM
San Jose | San Jose -> ETSR2 ZONE 1 -> ROW F -> Z1.F.07 | Z1.F.07 | RU#32 | SJ1DRA341 |  | Dell Computer | PowerEdge R-Series | PowerEdge R730xd - 3.5 Inch Drive Bays | DELM607 | 7y81082 |  | DRAC-10.5.64.208 | Dec 14 2015 3:33PM
San Jose | San Jose -> ETSR2 ZONE 1 -> ROW F -> Z1.F.07 | Z1.F.07 | RU#30 | SJ1DRA342 |  | Dell Computer | PowerEdge R-Series | PowerEdge R730xd - 3.5 Inch Drive Bays | DELM607 | 7y82082 |  | DRAC-10.5.66.14 | Dec 14 2015 3:33PM
San Jose | San Jose -> ETSR2 ZONE 1 -> ROW F -> Z1.F.07 | Z1.F.07 | RU#28 | SJ1DRA343 |  | Dell Computer | PowerEdge R-Series | PowerEdge R730xd - 3.5 Inch Drive Bays | DELM607 | 7y85082 |  | DRAC-10.5.66.13 | Dec 14 2015 3:33PM
San Jose | San Jose -> ETSR2 ZONE 1 -> ROW F -> Z1.F.07 | Z1.F.07 | RU#26 | SJ1DRA344 |  | Dell Computer | PowerEdge R-Series | PowerEdge R730xd - 3.5 Inch Drive Bays | DELM607 | 7y83082 |  | DRAC-10.5.66.11 | Dec 14 2015 3:33PM
San Jose | San Jose -> ETSR2 ZONE 1 -> ROW F -> Z1.F.07 | Z1.F.07 | RU#24 | SJ1DBA050 |  | Dell Computer | PowerEdge R-Series | PowerEdge R720-3.5 Drive | DELC971 | GHZLC42 | 100214118 | 10.4.160.70, drac 10.4.172.87 | May 29 2015 4:35PM
San Jose | San Jose -> ETSR2 ZONE 1 -> ROW F -> Z1.F.07 | Z1.F.07 | RU#22 | SJ1DBA051 |  | Dell Computer | PowerEdge R-Series | PowerEdge R720-3.5 Drive | DELC971 | SJ1DBA051 | 100214117 | 10.4.160.71, DRAC 10.4.172.88 | May 29 2015 4:35PM
San Jose | San Jose -> ETSR2 ZONE 1 -> ROW F -> Z1.F.07 | Z1.F.07 | RU#09 | blanking panel | DATA CENTER OPERATIONS | APC | NetShelter | AR8101BLK-8U | APC972 |  |  |  | Aug 1 2014 5:07PM
San Jose | San Jose -> ETSR2 ZONE 1 -> ROW F -> Z1.F.08 | Z1.F.08 | RU#01 | blanking panel | DATA CENTER OPERATIONS | APC | NetShelter | AR8101BLK-8U | APC972 |  |  |  | Aug 1 2014 5:07PM
San Jose | San Jose -> ETSR2 ZONE 1 -> ROW F -> Z1.F.08 | Z1.F.08 | InOutPlug#2 | ETSR2-Z1F08-PDUA | DATA CENTER OPERATIONS | Raritan Computer | Dominion PX | PX-5522 | RCI293 | PXR0450013 |  | 10.4.172.177 | Sep 24 2014 5:14PM
San Jose | San Jose -> ETSR2 ZONE 1 -> ROW F -> Z1.F.08 | Z1.F.08 | InOutPlug#1 | ETSR2-Z1F08-PDUB | DATA CENTER OPERATIONS | Raritan Computer | Dominion PX | PX-5522 | RCI293 | PXR0450036 |  | 10.4.172.188 | Sep 24 2014 5:14PM
San Jose | San Jose -> ETSR2 ZONE 1 -> ROW F -> Z1.F.08 | Z1.F.08 | RU#51 | SJ1BF1R01 | STORAGE SERVICES | Brocade Communications Systems | SAN Extension and Routing | 7800 | BROC171 | ASS2517G00B | 3112184 | ilo=10.4.172.59, Rep1=10.116.127.30, Rep2=10.116.127.31 | Aug 1 2014 5:07PM
San Jose | San Jose -> ETSR2 ZONE 1 -> ROW F -> Z1.F.08 | Z1.F.08 | RU#50 | SJ1BF2R01 | STORAGE SERVICES | Brocade Communications Systems | SAN Extension and Routing | 7800 | BROC171 | ASS2517G00M | 3111137 | ilo=10.4.172.66, Rep1=10.116.127.32, Rep2=10.116.127.33 | Aug 1 2014 5:07PM
San Jose | San Jose -> ETSR2 ZONE 1 -> ROW F -> Z1.F.08 | Z1.F.08 | RU#46 | blanking panel |  | APC | NetShelter | AR8101BLK-4U | APC971 |  |  |  | Apr 17 2015 4:51PM
San Jose | San Jose -> ETSR2 ZONE 1 -> ROW F -> Z1.F.08 | Z1.F.08 | RU#44 | blanking panel |  | APC | NetShelter | AR8101BLK-2U | APC970 |  |  |  | Apr 17 2015 4:50PM
San Jose | San Jose -> ETSR2 ZONE 1 -> ROW F -> Z1.F.08 | Z1.F.08 | RU#43 | blanking panel | DATA CENTER OPERATIONS | APC | NetShelter | AR8101BLK-1U | APC969 |  |  |  | Aug 1 2014 5:07PM
San Jose | San Jose -> ETSR2 ZONE 1 -> ROW F -> Z1.F.08 | Z1.F.08 | RU#41 | blanking panel | DATA CENTER OPERATIONS | APC | NetShelter | AR8101BLK-2U | APC970 |  |  |  | Aug 1 2014 5:07PM
San Jose | San Jose -> ETSR2 ZONE 1 -> ROW F -> Z1.F.08 | Z1.F.08 | RU#33 | blanking panel | DATA CENTER OPERATIONS | APC | NetShelter | AR8101BLK-8U | APC972 |  |  |  | Aug 1 2014 5:07PM
San Jose | San Jose -> ETSR2 ZONE 1 -> ROW F -> Z1.F.08 | Z1.F.08 | RU#25 | blanking panel | DATA CENTER OPERATIONS | APC | NetShelter | AR8101BLK-8U | APC972 |  |  |  | Aug 1 2014 5:07PM
San Jose | San Jose -> ETSR2 ZONE 1 -> ROW F -> Z1.F.08 | Z1.F.08 | RU#17 | blanking panel | DATA CENTER OPERATIONS | APC | NetShelter | AR8101BLK-8U | APC972 |  |  |  | Aug 1 2014 5:07PM
San Jose | San Jose -> ETSR2 ZONE 1 -> ROW F -> Z1.F.08 | Z1.F.08 | RU#09 | blanking panel | DATA CENTER OPERATIONS | APC | NetShelter | AR8101BLK-8U | APC972 |  |  |  | Aug 1 2014 5:07PM
San Jose | San Jose -> ETSR2 ZONE 1 -> ROW F -> Z1.F.09 | Z1.F.09 | RU#08 | SJHDS28 SHELF2 | STORAGE SERVICES | Generic Altima Technologies Rackmountable | General Rackmount Equipment | 2U Storage System | 0GRM166 | 202033 |  | N/A | Aug 1 2014 5:08PM
San Jose | San Jose -> ETSR2 ZONE 1 -> ROW F -> Z1.F.09 | Z1.F.09 | RU#06 | SJHDS28 SHELF1 | STORAGE SERVICES | Generic Altima Technologies Rackmountable | General Rackmount Equipment | 2U Storage System | 0GRM166 | 201494 |  | N/A | Aug 1 2014 5:08PM
San Jose | San Jose -> ETSR2 ZONE 1 -> ROW F -> Z1.F.09 | Z1.F.09 | RU#04 | SJHDS28 SHELF0 | STORAGE SERVICES | Generic Altima Technologies Rackmountable | General Rackmount Equipment | 2U Storage System | 0GRM166 | 200951 |  | N/A | Aug 1 2014 5:08PM
San Jose | San Jose -> ETSR2 ZONE 1 -> ROW F -> Z1.F.09 | Z1.F.09 | RU#01 | SJHDS28 | STORAGE SERVICES | Generic Altima Technologies Rackmountable | General Rackmount Equipment | 3U Storage System | 0GRM168 | 93040077 |  | 10.5.69.157, 10.5.69.158 | Aug 1 2014 5:08PM
San Jose | San Jose -> ETSR2 ZONE 1 -> ROW F -> Z1.F.09 | Z1.F.09 | InOutPlug#2 | ETSR2-Z1F09-PDUA | DATA CENTER OPERATIONS | Raritan Computer | Dominion PX | PX-5522 | RCI293 | PXR0450005 |  | 10.4.172.201 | Sep 24 2014 5:32PM
San Jose | San Jose -> ETSR2 ZONE 1 -> ROW F -> Z1.F.09 | Z1.F.09 | InOutPlug#1 | ETSR2-Z1F09-PDUB | DATA CENTER OPERATIONS | Raritan Computer | Dominion PX | PX-5522 | RCI293 | PXR0350076 |  | 10.4.172.217 | Sep 24 2014 5:32PM
San Jose | San Jose -> ETSR2 ZONE 1 -> ROW F -> Z1.F.09 | Z1.F.09 | RU#50 | AR8101BLK-2U |  | APC | NetShelter | AR8101BLK-2U | APC970 |  |  |  | Apr 17 2015 4:50PM
San Jose | San Jose -> ETSR2 ZONE 1 -> ROW F -> Z1.F.09 | Z1.F.09 | RU#46 | blanking panel |  | APC | NetShelter | AR8101BLK-4U | APC971 |  |  |  | Apr 17 2015 4:50PM
San Jose | San Jose -> ETSR2 ZONE 1 -> ROW F -> Z1.F.09 | Z1.F.09 | RU#44 | blanking panel | DATA CENTER OPERATIONS | APC | NetShelter | AR8101BLK-2U | APC970 |  |  |  | Aug 1 2014 5:08PM
San Jose | San Jose -> ETSR2 ZONE 1 -> ROW F -> Z1.F.09 | Z1.F.09 | RU#42 | blanking panel | DATA CENTER OPERATIONS | APC | NetShelter | AR8101BLK-2U | APC970 |  |  |  | Aug 1 2014 5:08PM
San Jose | San Jose -> ETSR2 ZONE 1 -> ROW F -> Z1.F.09 | Z1.F.09 | RU#40 | SJHDS28 SHELF18 | STORAGE SERVICES | Generic Altima Technologies Rackmountable | General Rackmount Equipment | 2U Storage System | 0GRM166 | 210599 |  |  | Aug 1 2014 5:09PM
San Jose | San Jose -> ETSR2 ZONE 1 -> ROW F -> Z1.F.09 | Z1.F.09 | RU#38 | SJHDS28 SHELF17 | STORAGE SERVICES | Generic Altima Technologies Rackmountable | General Rackmount Equipment | 2U Storage System | 0GRM166 | 210543 |  |  | Aug 1 2014 5:09PM
San Jose | San Jose -> ETSR2 ZONE 1 -> ROW F -> Z1.F.09 | Z1.F.09 | RU#36 | SJHDS28 SHELF16 | STORAGE SERVICES | Generic Altima Technologies Rackmountable | General Rackmount Equipment | 2U Storage System | 0GRM166 | 210544 |  |  | Aug 1 2014 5:09PM
San Jose | San Jose -> ETSR2 ZONE 1 -> ROW F -> Z1.F.09 | Z1.F.09 | RU#34 | SJHDS28 SHELF15 | STORAGE SERVICES | Generic Altima Technologies Rackmountable | General Rackmount Equipment | 2U Storage System | 0GRM166 | 210540 |  |  | Aug 1 2014 5:08PM
San Jose | San Jose -> ETSR2 ZONE 1 -> ROW F -> Z1.F.09 | Z1.F.09 | RU#32 | SJHDS28 SHELF14 | STORAGE SERVICES | Generic Altima Technologies Rackmountable | General Rackmount Equipment | 2U Storage System | 0GRM166 | 100298 |  |  | Aug 1 2014 5:08PM
San Jose | San Jose -> ETSR2 ZONE 1 -> ROW F -> Z1.F.09 | Z1.F.09 | RU#30 | SJHDS28 SHELF13 | STORAGE SERVICES | Generic Altima Technologies Rackmountable | General Rackmount Equipment | 2U Storage System | 0GRM166 | 207474 |  |  | Aug 1 2014 5:08PM
San Jose | San Jose -> ETSR2 ZONE 1 -> ROW F -> Z1.F.09 | Z1.F.09 | RU#28 | SJHDS28 SHELF12 | STORAGE SERVICES | Generic Altima Technologies Rackmountable | General Rackmount Equipment | 2U Storage System | 0GRM166 | 207517 |  |  | Aug 1 2014 5:08PM
San Jose | San Jose -> ETSR2 ZONE 1 -> ROW F -> Z1.F.09 | Z1.F.09 | RU#26 | SJHDS28 SHELF11 | STORAGE SERVICES | Generic Altima Technologies Rackmountable | General Rackmount Equipment | 2U Storage System | 0GRM166 | 102527 |  |  | Aug 1 2014 5:08PM
San Jose | San Jose -> ETSR2 ZONE 1 -> ROW F -> Z1.F.09 | Z1.F.09 | RU#24 | SJHDS28 SHELF10 | STORAGE SERVICES | Generic Altima Technologies Rackmountable | General Rackmount Equipment | 2U Storage System | 0GRM166 | 201493 |  |  | Aug 1 2014 5:08PM
San Jose | San Jose -> ETSR2 ZONE 1 -> ROW F -> Z1.F.09 | Z1.F.09 | RU#22 | SJHDS28 SHELF9 | STORAGE SERVICES | Generic Altima Technologies Rackmountable | General Rackmount Equipment | 2U Storage System | 0GRM166 | 202073 |  |  | Aug 1 2014 5:08PM
San Jose | San Jose -> ETSR2 ZONE 1 -> ROW F -> Z1.F.09 | Z1.F.09 | RU#20 | SJHDS28 SHELF8 | STORAGE SERVICES | Generic Altima Technologies Rackmountable | General Rackmount Equipment | 2U Storage System | 0GRM166 | 202039 |  |  | Aug 1 2014 5:08PM
San Jose | San Jose -> ETSR2 ZONE 1 -> ROW F -> Z1.F.09 | Z1.F.09 | RU#18 | SJHDS28 SHELF7 | STORAGE SERVICES | Generic Altima Technologies Rackmountable | General Rackmount Equipment | 2U Storage System | 0GRM166 | 202037 |  |  | Aug 1 2014 5:08PM
San Jose | San Jose -> ETSR2 ZONE 1 -> ROW F -> Z1.F.09 | Z1.F.09 | RU#16 | SJHDS28 SHELF6 | STORAGE SERVICES | Generic Altima Technologies Rackmountable | General Rackmount Equipment | 2U Storage System | 0GRM166 | 201984 |  |  | Aug 1 2014 5:08PM
San Jose | San Jose -> ETSR2 ZONE 1 -> ROW F -> Z1.F.09 | Z1.F.09 | RU#14 | SJHDS28 SHELF5 | STORAGE SERVICES | Generic Altima Technologies Rackmountable | General Rackmount Equipment | 2U Storage System | 0GRM166 | 202074 |  |  | Aug 1 2014 5:08PM
San Jose | San Jose -> ETSR2 ZONE 1 -> ROW F -> Z1.F.09 | Z1.F.09 | RU#12 | SJHDS28 SHELF4 | STORAGE SERVICES | Generic Altima Technologies Rackmountable | General Rackmount Equipment | 2U Storage System | 0GRM166 | 202075 |  |  | Aug 1 2014 5:08PM
San Jose | San Jose -> ETSR2 ZONE 1 -> ROW F -> Z1.F.09 | Z1.F.09 | RU#10 | SJHDS28 SHELF3 | STORAGE SERVICES | Generic Altima Technologies Rackmountable | General Rackmount Equipment | 2U Storage System | 0GRM166 | 202038 |  |  | Aug 1 2014 5:08PM
San Jose | San Jose -> ETSR2 ZONE 1 -> ROW F -> Z1.F.10 | Z1.F.10 | RU#08 | SJHDS35 SHELF3 | STORAGE SERVICES | Generic Altima Technologies Rackmountable | General Rackmount Equipment | 2U Storage System | 0GRM166 | 213733 |  | N/A | Aug 1 2014 5:09PM
San Jose | San Jose -> ETSR2 ZONE 1 -> ROW F -> Z1.F.10 | Z1.F.10 | RU#06 | SJHDS35 SHELF2 | STORAGE SERVICES | Generic Altima Technologies Rackmountable | General Rackmount Equipment | 2U Storage System | 0GRM166 | 214250 |  | N/A | Aug 1 2014 5:09PM
San Jose | San Jose -> ETSR2 ZONE 1 -> ROW F -> Z1.F.10 | Z1.F.10 | RU#04 | SJHDS35 SHELF1 | STORAGE SERVICES | Generic Altima Technologies Rackmountable | General Rackmount Equipment | 2U Storage System | 0GRM166 | 213727 |  | N/A | Aug 1 2014 5:09PM
San Jose | San Jose -> ETSR2 ZONE 1 -> ROW F -> Z1.F.10 | Z1.F.10 | RU#01 | SJHDS35 | STORAGE SERVICES | Generic Altima Technologies Rackmountable | General Rackmount Equipment | 3U Storage System | 0GRM168 | 93042781 | 3133581 | Controller #1=10.5.69.176, Controller #2=10.5.69.177 | Aug 1 2014 5:09PM
San Jose | San Jose -> ETSR2 ZONE 1 -> ROW F -> Z1.F.10 | Z1.F.10 | InOutPlug#2 | ETSR2-Z1F10-PDUB | DATA CENTER OPERATIONS | Raritan Computer | Dominion PX | PX-5522 | RCI293 | QB63550009 |  | 10.4.160.57 | Aug 1 2014 5:10PM
San Jose | San Jose -> ETSR2 ZONE 1 -> ROW F -> Z1.F.10 | Z1.F.10 | InOutPlug#1 | ETSR2-Z1F10-PDUA | DATA CENTER OPERATIONS | Raritan Computer | Dominion PX | PX-5522 | RCI293 | QB63550030 |  | 10.4.160.56 | Aug 1 2014 5:10PM
San Jose | San Jose -> ETSR2 ZONE 1 -> ROW F -> Z1.F.10 | Z1.F.10 | RU#51 | SJESR1ILOA-10 |  | Cisco Systems | Catalyst 2960 | 2960S-48FPD-L | CSCY014 |  |  |  | Dec 4 2014 4:14PM
San Jose | San Jose -> ETSR2 ZONE 1 -> ROW F -> Z1.F.10 | Z1.F.10 | RU#50 | blanking panel |  | APC | NetShelter | AR8101BLK-1U | APC969 |  |  |  | Apr 17 2015 4:50PM
San Jose | San Jose -> ETSR2 ZONE 1 -> ROW F -> Z1.F.10 | Z1.F.10 | RU#46 | blanking panel |  | APC | NetShelter | AR8101BLK-4U | APC971 |  |  |  | Apr 17 2015 4:50PM
San Jose | San Jose -> ETSR2 ZONE 1 -> ROW F -> Z1.F.10 | Z1.F.10 | RU#45 | blanking panel |  | APC | NetShelter | AR8101BLK-1U | APC969 |  |  |  | Apr 17 2015 4:50PM
San Jose | San Jose -> ETSR2 ZONE 1 -> ROW F -> Z1.F.10 | Z1.F.10 | RU#41 | blanking panel | DATA CENTER OPERATIONS | APC | NetShelter | AR8101BLK-4U | APC971 |  |  |  | Aug 1 2014 5:09PM
San Jose | San Jose -> ETSR2 ZONE 1 -> ROW F -> Z1.F.10 | Z1.F.10 | RU#37 | blanking panel | DATA CENTER OPERATIONS | APC | NetShelter | AR8101BLK-4U | APC971 |  |  |  | Aug 1 2014 5:09PM
San Jose | San Jose -> ETSR2 ZONE 1 -> ROW F -> Z1.F.10 | Z1.F.10 | RU#36 | blanking panel | DATA CENTER OPERATIONS | APC | NetShelter | AR8101BLK-1U | APC969 |  |  |  | Aug 1 2014 5:09PM
San Jose | San Jose -> ETSR2 ZONE 1 -> ROW F -> Z1.F.10 | Z1.F.10 | RU#34 | SJHDS35 SHELF16 | STORAGE SERVICES | Generic Altima Technologies Rackmountable | General Rackmount Equipment | 2U Storage System | 0GRM166 | 213729 |  | N/A | Aug 1 2014 5:10PM
San Jose | San Jose -> ETSR2 ZONE 1 -> ROW F -> Z1.F.10 | Z1.F.10 | RU#32 | SJHDS35 SHELF15 | STORAGE SERVICES | Generic Altima Technologies Rackmountable | General Rackmount Equipment | 2U Storage System | 0GRM166 | 214255 |  | N/A | Aug 1 2014 5:10PM
San Jose | San Jose -> ETSR2 ZONE 1 -> ROW F -> Z1.F.10 | Z1.F.10 | RU#30 | SJHDS35 SHELF14 | STORAGE SERVICES | Generic Altima Technologies Rackmountable | General Rackmount Equipment | 2U Storage System | 0GRM166 | 213728 |  | N/A | Aug 1 2014 5:10PM
San Jose | San Jose -> ETSR2 ZONE 1 -> ROW F -> Z1.F.10 | Z1.F.10 | RU#28 | SJHDS35 SHELF13 | STORAGE SERVICES | Generic Altima Technologies Rackmountable | General Rackmount Equipment | 2U Storage System | 0GRM166 | 213730 |  | N/A | Aug 1 2014 5:10PM
San Jose | San Jose -> ETSR2 ZONE 1 -> ROW F -> Z1.F.10 | Z1.F.10 | RU#26 | SJHDS35 SHELF12 | STORAGE SERVICES | Generic Altima Technologies Rackmountable | General Rackmount Equipment | 2U Storage System | 0GRM166 | 213732 |  | N/A | Aug 1 2014 5:10PM
San Jose | San Jose -> ETSR2 ZONE 1 -> ROW F -> Z1.F.10 | Z1.F.10 | RU#24 | SJHDS35 SHELF11 | STORAGE SERVICES | Generic Altima Technologies Rackmountable | General Rackmount Equipment | 2U Storage System | 0GRM166 | 213731 |  | N/A | Aug 1 2014 5:09PM
San Jose | San Jose -> ETSR2 ZONE 1 -> ROW F -> Z1.F.10 | Z1.F.10 | RU#22 | SJHDS35 SHELF10 | STORAGE SERVICES | Generic Altima Technologies Rackmountable | General Rackmount Equipment | 2U Storage System | 0GRM166 | 214254 |  | N/A | Aug 1 2014 5:09PM
San Jose | San Jose -> ETSR2 ZONE 1 -> ROW F -> Z1.F.10 | Z1.F.10 | RU#20 | SJHDS35 SHELF9 | STORAGE SERVICES | Generic Altima Technologies Rackmountable | General Rackmount Equipment | 2U Storage System | 0GRM166 | 214249 |  | N/A | Aug 1 2014 5:09PM
San Jose | San Jose -> ETSR2 ZONE 1 -> ROW F -> Z1.F.10 | Z1.F.10 | RU#18 | SJHDS35 SHELF8 | STORAGE SERVICES | Generic Altima Technologies Rackmountable | General Rackmount Equipment | 2U Storage System | 0GRM166 | 214248 |  | N/A | Aug 1 2014 5:09PM
San Jose | San Jose -> ETSR2 ZONE 1 -> ROW F -> Z1.F.10 | Z1.F.10 | RU#16 | SJHDS35 SHELF7 | STORAGE SERVICES | Generic Altima Technologies Rackmountable | General Rackmount Equipment | 2U Storage System | 0GRM166 | 214244 |  | N/A | Aug 1 2014 5:09PM
San Jose | San Jose -> ETSR2 ZONE 1 -> ROW F -> Z1.F.10 | Z1.F.10 | RU#14 | SJHDS35 SHELF6 | STORAGE SERVICES | Generic Altima Technologies Rackmountable | General Rackmount Equipment | 2U Storage System | 0GRM166 | 214251 |  | N/A | Aug 1 2014 5:09PM
San Jose | San Jose -> ETSR2 ZONE 1 -> ROW F -> Z1.F.10 | Z1.F.10 | RU#12 | SJHDS35 SHELF5 | STORAGE SERVICES | Generic Altima Technologies Rackmountable | General Rackmount Equipment | 2U Storage System | 0GRM166 | 214253 |  | N/A | Aug 1 2014 5:09PM
San Jose | San Jose -> ETSR2 ZONE 1 -> ROW F -> Z1.F.10 | Z1.F.10 | RU#10 | SJHDS35 SHELF4 | STORAGE SERVICES | Generic Altima Technologies Rackmountable | General Rackmount Equipment | 2U Storage System | 0GRM166 | 214252 |  | N/A | Aug 1 2014 5:09PM
San Jose | San Jose -> ETSR2 ZONE 1 -> ROW F -> Z1.F.11 | Z1.F.11 | RU#08 | SJHDS34 SHELF3 | STORAGE SERVICES | Generic Altima Technologies Rackmountable | General Rackmount Equipment | 2U Storage System | 0GRM166 | 213656 |  | N/A | Aug 1 2014 5:10PM
San Jose | San Jose -> ETSR2 ZONE 1 -> ROW F -> Z1.F.11 | Z1.F.11 | RU#06 | SJHDS34 SHELF2 | STORAGE SERVICES | Generic Altima Technologies Rackmountable | General Rackmount Equipment | 2U Storage System | 0GRM166 | 213763 |  | N/A | Aug 1 2014 5:10PM
San Jose | San Jose -> ETSR2 ZONE 1 -> ROW F -> Z1.F.11 | Z1.F.11 | RU#04 | SJHDS34 SHELF1 | STORAGE SERVICES | Generic Altima Technologies Rackmountable | General Rackmount Equipment | 2U Storage System | 0GRM166 | 213657 |  | N/A | Aug 1 2014 5:10PM
San Jose | San Jose -> ETSR2 ZONE 1 -> ROW F -> Z1.F.11 | Z1.F.11 | RU#01 | SJHDS34 | STORAGE SERVICES | Generic Altima Technologies Rackmountable | General Rackmount Equipment | 3U Storage System | 0GRM168 | 93042523 | 3131355 | Controller #1=10.5.69.125, Controller #2=10.5.69.126 | Aug 1 2014 5:10PM
San Jose | San Jose -> ETSR2 ZONE 1 -> ROW F -> Z1.F.11 | Z1.F.11 | InOutPlug#2 | ETSR2Z1F11PDUB | DATA CENTER OPERATIONS | Raritan Computer | Dominion PX | PX-5522 | RCI293 | QB63550007 |  | 10.4.160.141 | Aug 1 2014 5:11PM
San Jose | San Jose -> ETSR2 ZONE 1 -> ROW F -> Z1.F.11 | Z1.F.11 | InOutPlug#1 | ETSR2Z1F11PDUA | DATA CENTER OPERATIONS | Raritan Computer | Dominion PX | PX-5522 | RCI293 | QB63550012 |  | 10.4.160.140 | Aug 1 2014 5:11PM
San Jose | San Jose -> ETSR2 ZONE 1 -> ROW F -> Z1.F.11 | Z1.F.11 | RU#50 | blanking panel |  | APC | NetShelter | AR8101BLK-2U | APC970 |  |  |  | Apr 17 2015 4:50PM
San Jose | San Jose -> ETSR2 ZONE 1 -> ROW F -> Z1.F.11 | Z1.F.11 | RU#46 | blanking panel |  | APC | NetShelter | AR8101BLK-4U | APC971 |  |  |  | Apr 17 2015 4:50PM
San Jose | San Jose -> ETSR2 ZONE 1 -> ROW F -> Z1.F.11 | Z1.F.11 | RU#42 | blanking panel | DATA CENTER OPERATIONS | APC | NetShelter | AR8101BLK-4U | APC971 |  |  |  | Aug 1 2014 5:10PM
San Jose | San Jose -> ETSR2 ZONE 1 -> ROW F -> Z1.F.11 | Z1.F.11 | RU#40 | SJHDS34 SHELF19 | STORAGE SERVICES | Generic Altima Technologies Rackmountable | General Rackmount Equipment | 2U Storage System | 0GRM166 | 213639 |  | N/A | Aug 1 2014 5:11PM
San Jose | San Jose -> ETSR2 ZONE 1 -> ROW F -> Z1.F.11 | Z1.F.11 | RU#38 | SJHDS34 SHELF18 | STORAGE SERVICES | Generic Altima Technologies Rackmountable | General Rackmount Equipment | 2U Storage System | 0GRM166 | 213886 |  | N/A | Aug 1 2014 5:11PM
San Jose | San Jose -> ETSR2 ZONE 1 -> ROW F -> Z1.F.11 | Z1.F.11 | RU#36 | SJHDS34 SHELF17 | STORAGE SERVICES | Generic Altima Technologies Rackmountable | General Rackmount Equipment | 2U Storage System | 0GRM166 | 213887 |  | N/A | Aug 1 2014 5:11PM
San Jose | San Jose -> ETSR2 ZONE 1 -> ROW F -> Z1.F.11 | Z1.F.11 | RU#34 | SJHDS34 SHELF16 | STORAGE SERVICES | Generic Altima Technologies Rackmountable | General Rackmount Equipment | 2U Storage System | 0GRM166 | 213640 |  | N/A | Aug 1 2014 5:11PM
San Jose | San Jose -> ETSR2 ZONE 1 -> ROW F -> Z1.F.11 | Z1.F.11 | RU#32 | SJHDS34 SHELF15 | STORAGE SERVICES | Generic Altima Technologies Rackmountable | General Rackmount Equipment | 2U Storage System | 0GRM166 | 213457 |  | N/A | Aug 1 2014 5:11PM
San Jose | San Jose -> ETSR2 ZONE 1 -> ROW F -> Z1.F.11 | Z1.F.11 | RU#30 | SJHDS34 SHELF14 | STORAGE SERVICES | Generic Altima Technologies Rackmountable | General Rackmount Equipment | 2U Storage System | 0GRM166 | 213460 |  | N/A | Aug 1 2014 5:11PM
San Jose | San Jose -> ETSR2 ZONE 1 -> ROW F -> Z1.F.11 | Z1.F.11 | RU#28 | SJHDS34 SHELF13 | STORAGE SERVICES | Generic Altima Technologies Rackmountable | General Rackmount Equipment | 2U Storage System | 0GRM166 | 213638 |  | N/A | Aug 1 2014 5:11PM
San Jose | San Jose -> ETSR2 ZONE 1 -> ROW F -> Z1.F.11 | Z1.F.11 | RU#26 | SJHDS34 SHELF12 | STORAGE SERVICES | Generic Altima Technologies Rackmountable | General Rackmount Equipment | 2U Storage System | 0GRM166 | 213884 |  | N/A | Aug 1 2014 5:11PM
San Jose | San Jose -> ETSR2 ZONE 1 -> ROW F -> Z1.F.11 | Z1.F.11 | RU#24 | SJHDS34 SHELF11 | STORAGE SERVICES | Generic Altima Technologies Rackmountable | General Rackmount Equipment | 2U Storage System | 0GRM166 | 213885 |  | N/A | Aug 1 2014 5:10PM
San Jose | San Jose -> ETSR2 ZONE 1 -> ROW F -> Z1.F.11 | Z1.F.11 | RU#22 | SJHDS34 SHELF10 | STORAGE SERVICES | Generic Altima Technologies Rackmountable | General Rackmount Equipment | 2U Storage System | 0GRM166 | 213658 |  | N/A | Aug 1 2014 5:10PM
San Jose | San Jose -> ETSR2 ZONE 1 -> ROW F -> Z1.F.11 | Z1.F.11 | RU#20 | SJHDS34 SHELF9 | STORAGE SERVICES | Generic Altima Technologies Rackmountable | General Rackmount Equipment | 2U Storage System | 0GRM166 | 213888 |  | N/A | Aug 1 2014 5:10PM
San Jose | San Jose -> ETSR2 ZONE 1 -> ROW F -> Z1.F.11 | Z1.F.11 | RU#18 | SJHDS34 SHELF8 | STORAGE SERVICES | Generic Altima Technologies Rackmountable | General Rackmount Equipment | 2U Storage System | 0GRM166 | 213691 |  | N/A | Aug 1 2014 5:10PM
San Jose | San Jose -> ETSR2 ZONE 1 -> ROW F -> Z1.F.11 | Z1.F.11 | RU#16 | SJHDS34 SHELF7 | STORAGE SERVICES | Generic Altima Technologies Rackmountable | General Rackmount Equipment | 2U Storage System | 0GRM166 | 213889 |  | N/A | Aug 1 2014 5:10PM
San Jose | San Jose -> ETSR2 ZONE 1 -> ROW F -> Z1.F.11 | Z1.F.11 | RU#14 | SJHDS34 SHELF6 | STORAGE SERVICES | Generic Altima Technologies Rackmountable | General Rackmount Equipment | 2U Storage System | 0GRM166 | 213637 |  | N/A | Aug 1 2014 5:10PM
San Jose | San Jose -> ETSR2 ZONE 1 -> ROW F -> Z1.F.11 | Z1.F.11 | RU#12 | SJHDS34 SHELF5 | STORAGE SERVICES | Generic Altima Technologies Rackmountable | General Rackmount Equipment | 2U Storage System | 0GRM166 | 213772 |  | N/A | Aug 1 2014 5:10PM
San Jose | San Jose -> ETSR2 ZONE 1 -> ROW F -> Z1.F.11 | Z1.F.11 | RU#10 | SJHDS34 SHELF4 | STORAGE SERVICES | Generic Altima Technologies Rackmountable | General Rackmount Equipment | 2U Storage System | 0GRM166 | 213654 |  | N/A | Aug 1 2014 5:10PM
San Jose | San Jose -> ETSR2 ZONE 1 -> ROW G | ROW G |  | Z1.G.04B SJ1VSP01 | STORAGE SERVICES | Hitachi Data Systems | Virtual Storage Series | VSP | HDS202 | 717 DKC-F7101-RK42 00001279 | 3112044 | 10.4.160.66 | Aug 1 2014 5:11PM
San Jose | San Jose -> ETSR2 ZONE 1 -> ROW G | ROW G |  | Z1.G.04A SJ1VSP01 | STORAGE SERVICES | Hitachi Data Systems | Virtual Storage Series | VSP | HDS202 |  |  | 10.4.160.66 | Aug 1 2014 5:11PM
San Jose | San Jose -> ETSR2 ZONE 1 -> ROW G | ROW G |  | Z1.G.03 SJ1VSP01 | STORAGE SERVICES | Hitachi Data Systems | Virtual Storage Series | VSP | HDS202 |  |  | 10.4.160.66 | Aug 1 2014 5:11PM
San Jose | San Jose -> ETSR2 ZONE 1 -> ROW G -> Z1.G.05 | Z1.G.05 | RU#01 | blanking panel | DATA CENTER OPERATIONS | APC | NetShelter | AR8101BLK-8U | APC972 |  |  |  | Aug 1 2014 5:11PM
San Jose | San Jose -> ETSR2 ZONE 1 -> ROW G -> Z1.G.05 | Z1.G.05 | InOutPlug#2 | ETSR2-Z1G05-PDUA | DATA CENTER OPERATIONS | Raritan Computer | Dominion PX | PX-5522 | RCI293 | PXR1450081 |  | 10.4.172.199 | Sep 24 2014 5:52PM
San Jose | San Jose -> ETSR2 ZONE 1 -> ROW G -> Z1.G.05 | Z1.G.05 | InOutPlug#1 | ETSR2-Z1G05-PDUB | DATA CENTER OPERATIONS | Raritan Computer | Dominion PX | PX-5522 | RCI293 | PXR1750020 |  | 10.4.172.200 | Sep 24 2014 5:52PM
San Jose | San Jose -> ETSR2 ZONE 1 -> ROW G -> Z1.G.05 | Z1.G.05 | RU#50 | KVMET2-2 | DATA CENTER OPERATIONS | Raritan Computer | Dominion KX II | DKX2-464 | RCI170 | hfkf8000035 |  | 10.4.160.33 | Apr 17 2015 12:59PM
San Jose | San Jose -> ETSR2 ZONE 1 -> ROW G -> Z1.G.05 | Z1.G.05 | RU#46 | blanking panel |  | APC | NetShelter | AR8101BLK-4U | APC971 |  |  |  | Apr 17 2015 5:06PM
San Jose | San Jose -> ETSR2 ZONE 1 -> ROW G -> Z1.G.05 | Z1.G.05 | RU#45 | blanking panel | DATA CENTER OPERATIONS | APC | NetShelter | AR8101BLK-1U | APC969 |  |  |  | Aug 1 2014 5:11PM
San Jose | San Jose -> ETSR2 ZONE 1 -> ROW G -> Z1.G.05 | Z1.G.05 | RU#37 | blanking panel | DATA CENTER OPERATIONS | APC | NetShelter | AR8101BLK-8U | APC972 |  |  |  | Aug 1 2014 5:11PM
San Jose | San Jose -> ETSR2 ZONE 1 -> ROW G -> Z1.G.05 | Z1.G.05 | RU#36 | blanking panel |  | APC | NetShelter | AR8101BLK-1U | APC969 |  |  |  | Dec 17 2014 4:24PM
San Jose | San Jose -> ETSR2 ZONE 1 -> ROW G -> Z1.G.05 | Z1.G.05 | RU#32 | blanking panel |  | APC | NetShelter | AR8101BLK-4U | APC971 |  |  |  | Dec 17 2014 4:24PM
San Jose | San Jose -> ETSR2 ZONE 1 -> ROW G -> Z1.G.05 | Z1.G.05 | RU#30 | SJ1HRA001 | TELECOM SERVICES | Hewlett-Packard | ProLiant | DL380p G8 - SFF | HEPC893 | 2M2441038N | 3138343 | ilo=10.5.66.57 | Dec 17 2014 4:23PM
San Jose | San Jose -> ETSR2 ZONE 1 -> ROW G -> Z1.G.05 | Z1.G.05 | RU#29 | blanking panel |  | APC | NetShelter | AR8101BLK-1U | APC969 |  |  |  | Dec 17 2014 4:23PM
San Jose | San Jose -> ETSR2 ZONE 1 -> ROW G -> Z1.G.05 | Z1.G.05 | RU#19 | RUBY-2 | SERVER SERVICES | SUN Microsystems | Enterprise | M5000 | SUN418 | BEF08276DF |  | 153.32.21.132, Virtual=153.32.21.161, MNic1=153.32.21.133, MNic2=153.32.21.160, bkp=10.4.127.94, ilo=10.4.172.219 | Aug 1 2014 5:12PM
San Jose | San Jose -> ETSR2 ZONE 1 -> ROW G -> Z1.G.05 | Z1.G.05 | RU#09 | RUBY-1 | SERVER SERVICES | SUN Microsystems | Enterprise | M5000 | SUN418 | BEF0929DCC | 3099463 | 153.32.21.109, Virtual=153.32.21.117, MNic1=153.32.21.113, MNic2=153.32.21.116, bkp=10.4.127.93, ilo=10.4.172.218 | Aug 1 2014 5:12PM
San Jose | San Jose -> ETSR2 ZONE 1 -> ROW G -> Z1.G.05 -> SJ1HRA001 [0RU] | SJ1HRA001 | Slot#9 | 662883-B21 |  | Hewlett-Packard | ProLiant | 662883-B21 | HEPC894 |  |  |  | Dec 17 2014 4:23PM
San Jose | San Jose -> ETSR2 ZONE 1 -> ROW G -> Z1.G.06 | Z1.G.06 | RU#01 | blanking panel |  | APC | NetShelter | AR8101BLK-8U | APC972 |  |  |  | Sep 22 2014 6:47PM
San Jose | San Jose -> ETSR2 ZONE 1 -> ROW G -> Z1.G.06 | Z1.G.06 | InOutPlug#2 | ETSR2-Z1G06-PDUA | DATA CENTER OPERATIONS | Raritan Computer | Dominion PX | PX-5522 | RCI293 | QB64450108 |  | 10.4.172.227 | Sep 24 2014 5:52PM
San Jose | San Jose -> ETSR2 ZONE 1 -> ROW G -> Z1.G.06 | Z1.G.06 | InOutPlug#1 | ETSR2-Z1G06-PDUB | DATA CENTER OPERATIONS | Raritan Computer | Dominion PX | PX-5522 | RCI293 | QB64450060 |  | 10.4.172.228 | Sep 24 2014 5:52PM
San Jose | San Jose -> ETSR2 ZONE 1 -> ROW G -> Z1.G.06 | Z1.G.06 | RU#51 | sjesr1ilog-06 | NETWORK SERVICES | Cisco Systems | Catalyst 2960 | WS-C2960-48TT-L | CICO363 | FOC1150U0P7 |  | 10.4.172.4 | Apr 17 2015 12:59PM
San Jose | San Jose -> ETSR2 ZONE 1 -> ROW G -> Z1.G.06 | Z1.G.06 | RU#50 | blanking panel |  | APC | NetShelter | AR8101BLK-1U | APC969 |  |  |  | Apr 17 2015 5:06PM
San Jose | San Jose -> ETSR2 ZONE 1 -> ROW G -> Z1.G.06 | Z1.G.06 | RU#46 | blanking panel |  | APC | NetShelter | AR8101BLK-4U | APC971 |  |  |  | Apr 17 2015 5:06PM
San Jose | San Jose -> ETSR2 ZONE 1 -> ROW G -> Z1.G.06 | Z1.G.06 | RU#44 | SJ1SNV004 | SERVER SERVICES | SUN Microsystems | Enterprise | T5220 | SUNM069 | BEL0822LDQ |  | Daboss3 = 10.4.160.22,Daboss3-lom = 10.4.172.177 | Aug 1 2014 5:14PM
San Jose | San Jose -> ETSR2 ZONE 1 -> ROW G -> Z1.G.06 | Z1.G.06 | RU#43 | VERNORS | SERVER SERVICES | SUN Microsystems | Sun Fire | X4150 | SUNM082 | 0947QAR0B2 | 3099858 | 10.4.161.191 | Aug 1 2014 5:14PM
San Jose | San Jose -> ETSR2 ZONE 1 -> ROW G -> Z1.G.06 | Z1.G.06 | RU#42 | FOXON | SERVER SERVICES | SUN Microsystems | Sun Fire | X4150 | SUNM082 | 0947QAR0B3 | 3099859 | 10.4.161.193 | Aug 1 2014 5:13PM
San Jose | San Jose -> ETSR2 ZONE 1 -> ROW G -> Z1.G.06 | Z1.G.06 | RU#41 | REDROCK | SERVER SERVICES | SUN Microsystems | Sun Fire | X4150 | SUNM082 | 0947QAE0B1 | 3099857 | 10.4.161.195 | Aug 1 2014 5:13PM
San Jose | San Jose -> ETSR2 ZONE 1 -> ROW G -> Z1.G.06 | Z1.G.06 | RU#38 | blanking panel |  | APC | NetShelter | AR8101BLK-3U | APCC280 |  |  |  | Sep 22 2014 6:47PM
San Jose | San Jose -> ETSR2 ZONE 1 -> ROW G -> Z1.G.06 | Z1.G.06 | RU#36 | M3000-ETSR-01 | SERVER SERVICES | SUN Microsystems | Enterprise | M3000 | SUN062 | PX60947065 | 3099655 |  | Aug 1 2014 5:13PM
San Jose | San Jose -> ETSR2 ZONE 1 -> ROW G -> Z1.G.06 | Z1.G.06 | RU#34 | M3000-ETSR-02 | SERVER SERVICES | SUN Microsystems | Enterprise | M3000 | SUN062 | PX60957064 | 3099655 |  | Aug 1 2014 5:13PM
San Jose | San Jose -> ETSR2 ZONE 1 -> ROW G -> Z1.G.06 | Z1.G.06 | RU#30 | blanking panel |  | APC | NetShelter | AR8101BLK-4U | APC971 |  |  |  | Feb 2 2016 6:22PM
San Jose | San Jose -> ETSR2 ZONE 1 -> ROW G -> Z1.G.06 | Z1.G.06 | RU#29 | blanking panel |  | APC | NetShelter | AR8101BLK-1U | APC969 |  |  |  | Apr 17 2015 5:06PM
San Jose | San Jose -> ETSR2 ZONE 1 -> ROW G -> Z1.G.06 | Z1.G.06 | RU#27 | CLIENTDISTY2 | SERVER SERVICES | Hewlett-Packard | ProLiant | DL380 G5 | HEPA633 | 2UX92109WU | 3099483 | 10.4.161.175 | Aug 1 2014 5:12PM
San Jose | San Jose -> ETSR2 ZONE 1 -> ROW G -> Z1.G.06 | Z1.G.06 | RU#26 | Blanking Panel |  | APC | NetShelter | AR8101BLK-1U | APC969 |  |  |  | Oct 20 2014 3:26PM
San Jose | San Jose -> ETSR2 ZONE 1 -> ROW G -> Z1.G.06 | Z1.G.06 | RU#25 | LUND | Security Services | Mcafee Security | Foundstone Series | FS1000 | MCAF019 | CKZY6K1 | 3099310 | 10.4.161.174 | Aug 1 2014 5:13PM
San Jose | San Jose -> ETSR2 ZONE 1 -> ROW G -> Z1.G.06 | Z1.G.06 | RU#24 | SJ-QNET-NEW | BACKUP SERVICES | Hewlett-Packard | ProLiant | DL 360 G5 | HEPA599 | USM71300H2 | 3093198 | 10.4.161.198 | Aug 1 2014 5:12PM
San Jose | San Jose -> ETSR2 ZONE 1 -> ROW G -> Z1.G.06 | Z1.G.06 | RU#22 | SJREP1 | BACKUP SERVICES | Hewlett-Packard | ProLiant | DL380 G5 | HEPA633 | 2UX93500D9 | 3099417 | 10.4.165.50 &amp; 10.4.161.199 | Aug 1 2014 5:12PM
San Jose | San Jose -> ETSR2 ZONE 1 -> ROW G -> Z1.G.06 | Z1.G.06 | RU#18 | Blanking Panel |  | APC | NetShelter | AR8101BLK-4U | APC971 |  |  |  | Dec 9 2014 4:50PM
San Jose | San Jose -> ETSR2 ZONE 1 -> ROW G -> Z1.G.06 | Z1.G.06 | RU#16 | AR8101BLK-2U |  | APC | NetShelter | AR8101BLK-2U | APC970 |  |  |  | Sep 24 2014 5:12PM
San Jose | San Jose -> ETSR2 ZONE 1 -> ROW G -> Z1.G.06 | Z1.G.06 | RU#14 | Blanking Panel |  | APC | NetShelter | AR8101BLK-2U | APC970 |  |  |  | Sep 24 2014 5:12PM
San Jose | San Jose -> ETSR2 ZONE 1 -> ROW G -> Z1.G.06 | Z1.G.06 | RU#12 | Blanking Panel |  | APC | NetShelter | AR8101BLK-2U | APC970 |  |  |  | Sep 24 2014 5:12PM
San Jose | San Jose -> ETSR2 ZONE 1 -> ROW G -> Z1.G.06 | Z1.G.06 | RU#10 | Blanking Panel |  | APC | NetShelter | AR8101BLK-2U | APC970 |  |  |  | Sep 24 2014 5:12PM
San Jose | San Jose -> ETSR2 ZONE 1 -> ROW G -> Z1.G.06 | Z1.G.06 | RU#09 | blanking panel |  | APC | NetShelter | AR8101BLK-1U | APC969 |  |  |  | Sep 22 2014 6:47PM
San Jose | San Jose -> ETSR2 ZONE 1 -> ROW G -> Z1.G.07 | Z1.G.07 | RU#05 | PEER-3 | SERVER SERVICES | Hewlett-Packard | ProLiant | DL580 G5 | HEPD255 | USE941N0NH | 3099692 |  | Aug 1 2014 5:14PM
San Jose | San Jose -> ETSR2 ZONE 1 -> ROW G -> Z1.G.07 | Z1.G.07 | RU#01 | blanking panel | DATA CENTER OPERATIONS | APC | NetShelter | AR8101BLK-4U | APC971 |  |  |  | Aug 1 2014 5:14PM
San Jose | San Jose -> ETSR2 ZONE 1 -> ROW G -> Z1.G.07 | Z1.G.07 | InOutPlug#2 | ETSR2-Z1G07-PDUA | DATA CENTER OPERATIONS | Raritan Computer | Dominion PX | PX-5522 | RCI293 | QB64450065 |  | 10.4.172.245 | Sep 24 2014 5:52PM
San Jose | San Jose -> ETSR2 ZONE 1 -> ROW G -> Z1.G.07 | Z1.G.07 | InOutPlug#1 | ETSR2-Z1G07-PDUB | DATA CENTER OPERATIONS | Raritan Computer | Dominion PX | PX-5522 | RCI293 | QB64450012 |  | 10.4.172.246 | Sep 24 2014 5:52PM
San Jose | San Jose -> ETSR2 ZONE 1 -> ROW G -> Z1.G.07 | Z1.G.07 | RU#50 | blanking panel |  | APC | NetShelter | AR8101BLK-2U | APC970 |  |  |  | Apr 17 2015 5:06PM
San Jose | San Jose -> ETSR2 ZONE 1 -> ROW G -> Z1.G.07 | Z1.G.07 | RU#46 | blanking panel |  | APC | NetShelter | AR8101BLK-4U | APC971 |  |  |  | Apr 17 2015 5:06PM
San Jose | San Jose -> ETSR2 ZONE 1 -> ROW G -> Z1.G.07 | Z1.G.07 | RU#42 | SJDT01 | SERVER SERVICES | SUN Microsystems | Sun Fire | X4600 | SUN378 | 0638AM1551 |  | 10.4.160.143 | Aug 1 2014 5:15PM
San Jose | San Jose -> ETSR2 ZONE 1 -> ROW G -> Z1.G.07 | Z1.G.07 | RU#41 | shelf | DATA CENTER OPERATIONS | Generic Equipment Set | Shelf | 19 Inch 1U Shelf | GENR944 |  |  |  | Aug 1 2014 5:14PM
San Jose | San Jose -> ETSR2 ZONE 1 -> ROW G -> Z1.G.07 | Z1.G.07 | RU#31 | SJCESX-C7000 |  | Hewlett-Packard | Blade Server | C7000 G3 | HEPR451 | GB88415NRW | 3098106 |  | Aug 26 2014 5:22PM
San Jose | San Jose -> ETSR2 ZONE 1 -> ROW G -> Z1.G.07 | Z1.G.07 | RU#29 | T5240-DEV-3 | SERVER SERVICES | SUN Microsystems | Enterprise | T5240 | SUNM243 | BEL0830XH3 | 3097863 | 10.4.161.99 | Aug 1 2014 5:15PM
San Jose | San Jose -> ETSR2 ZONE 1 -> ROW G -> Z1.G.07 | Z1.G.07 | RU#27 | T5240-DEV-4 | SERVER SERVICES | SUN Microsystems | Enterprise | T5240 | SUNM243 | BEL0841D5B | 3097864 | 10.4.161.100 | Aug 1 2014 5:15PM
San Jose | San Jose -> ETSR2 ZONE 1 -> ROW G -> Z1.G.07 | Z1.G.07 | RU#17 | CHESTNUT | SERVER SERVICES | Hewlett-Packard | C-Class | 412152-B21 | HEPA586 | USE924MWFN |  |  | Aug 1 2014 5:14PM
San Jose | San Jose -> ETSR2 ZONE 1 -> ROW G -> Z1.G.07 | Z1.G.07 | RU#13 | PEER-1 | SERVER SERVICES | Hewlett-Packard | ProLiant | DL580 G5 | HEPD255 | USE928N8S8 | 13000432 | 153.32.22.22 | Aug 1 2014 5:14PM
San Jose | San Jose -> ETSR2 ZONE 1 -> ROW G -> Z1.G.07 | Z1.G.07 | RU#09 | Blanking Panel 4U |  | APC | NetShelter | AR8101BLK-4U | APC971 |  |  |  | May 5 2015 1:25PM
San Jose | San Jose -> ETSR2 ZONE 1 -> ROW G -> Z1.G.07 -> SJCESX-C7000 | SJCESX-C7000 | Slot#8 | BL685C |  | Hewlett-Packard | ProLiant | BL685C | HEPD081 |  |  |  | Nov 20 2014 6:18PM
San Jose | San Jose -> ETSR2 ZONE 1 -> ROW G -> Z1.G.07 -> SJCESX-C7000 | SJCESX-C7000 | Slot#7 | BL685C |  | Hewlett-Packard | ProLiant | BL685C | HEPD081 | CZJ91702F5 |  |  | Nov 20 2014 6:18PM
San Jose | San Jose -> ETSR2 ZONE 1 -> ROW G -> Z1.G.07 -> SJCESX-C7000 | SJCESX-C7000 | Slot#6 | BL685C |  | Hewlett-Packard | ProLiant | BL685C | HEPD081 | CZJ91702F4 |  |  | Aug 26 2014 5:22PM
San Jose | San Jose -> ETSR2 ZONE 1 -> ROW G -> Z1.G.07 -> SJCESX-C7000 | SJCESX-C7000 | Slot#5 | BL685C |  | Hewlett-Packard | ProLiant | BL685C | HEPD081 | CZJ91604NN |  |  | Aug 26 2014 5:22PM
San Jose | San Jose -> ETSR2 ZONE 1 -> ROW G -> Z1.G.07 -> SJCESX-C7000 | SJCESX-C7000 | Slot#4 | BL685C |  | Hewlett-Packard | ProLiant | BL685C | HEPD081 | TWT824000E |  |  | Aug 26 2014 5:22PM
San Jose | San Jose -> ETSR2 ZONE 1 -> ROW G -> Z1.G.07 -> SJCESX-C7000 | SJCESX-C7000 | Slot#3 | BL685C |  | Hewlett-Packard | ProLiant | BL685C | HEPD081 | TWT823001C |  |  | Aug 26 2014 5:22PM
San Jose | San Jose -> ETSR2 ZONE 1 -> ROW G -> Z1.G.07 -> SJCESX-C7000 | SJCESX-C7000 | Slot#2 | BL685C |  | Hewlett-Packard | ProLiant | BL685C | HEPD081 | TWT824000L |  |  | Aug 26 2014 5:22PM
San Jose | San Jose -> ETSR2 ZONE 1 -> ROW G -> Z1.G.07 -> SJCESX-C7000 | SJCESX-C7000 | Slot#1 | BL685C |  | Hewlett-Packard | ProLiant | BL685C | HEPD081 | TWT824000H |  |  | Aug 26 2014 5:22PM
San Jose | San Jose -> ETSR2 ZONE 1 -> ROW G -> Z1.G.08 | Z1.G.08 | RU#08 | SJCRMAC01 | SERVER SERVICES | Apple Computer | Xserve | Xserve Quad Xeon | APPL167 | H09244JF10S | 3099106 | 10.4.161.140 | Aug 1 2014 5:16PM
San Jose | San Jose -> ETSR2 ZONE 1 -> ROW G -> Z1.G.08 | Z1.G.08 | RU#06 | blanking panel | DATA CENTER OPERATIONS | APC | NetShelter | AR8101BLK-2U | APC970 |  |  |  | Aug 1 2014 5:15PM
San Jose | San Jose -> ETSR2 ZONE 1 -> ROW G -> Z1.G.08 | Z1.G.08 | RU#04 | blanking panel | DATA CENTER OPERATIONS | APC | NetShelter | AR8101BLK-2U | APC970 |  |  |  | Aug 1 2014 5:15PM
San Jose | San Jose -> ETSR2 ZONE 1 -> ROW G -> Z1.G.08 | Z1.G.08 | RU#02 | blanking panel | DATA CENTER OPERATIONS | APC | NetShelter | AR8101BLK-2U | APC970 |  |  |  | Aug 1 2014 5:15PM
San Jose | San Jose -> ETSR2 ZONE 1 -> ROW G -> Z1.G.08 | Z1.G.08 | RU#01 | blanking panel | DATA CENTER OPERATIONS | APC | NetShelter | AR8101BLK-1U | APC969 |  |  |  | Aug 1 2014 5:15PM
San Jose | San Jose -> ETSR2 ZONE 1 -> ROW G -> Z1.G.08 | Z1.G.08 | InOutPlug#2 | ETSR2-Z1G08-PDUA | DATA CENTER OPERATIONS | Raritan Computer | Dominion PX | PX-5522 | RCI293 | QB64450021 |  | 10.4.172.247 | Sep 24 2014 5:52PM
San Jose | San Jose -> ETSR2 ZONE 1 -> ROW G -> Z1.G.08 | Z1.G.08 | InOutPlug#1 | ETSR2-Z1G08-PDUB | DATA CENTER OPERATIONS | Raritan Computer | Dominion PX | PX-5522 | RCI293 | QB64450031 |  | 10.4.172.248 | Sep 24 2014 5:52PM
San Jose | San Jose -> ETSR2 ZONE 1 -> ROW G -> Z1.G.08 | Z1.G.08 | RU#51 | CONET2-5 |  | Avocent | AlterPath | ATP0200-001 | AVOC235 |  |  |  | Nov 25 2014 3:57PM
San Jose | San Jose -> ETSR2 ZONE 1 -> ROW G -> Z1.G.08 | Z1.G.08 | RU#50 | blanking panel |  | APC | NetShelter | AR8101BLK-1U | APC969 |  |  |  | Apr 17 2015 5:06PM
San Jose | San Jose -> ETSR2 ZONE 1 -> ROW G -> Z1.G.08 | Z1.G.08 | RU#46 | blanking panel |  | APC | NetShelter | AR8101BLK-4U | APC971 |  |  |  | Apr 17 2015 5:06PM
San Jose | San Jose -> ETSR2 ZONE 1 -> ROW G -> Z1.G.08 | Z1.G.08 | RU#45 | blanking panel |  | APC | NetShelter | AR8101BLK-1U | APC969 |  |  |  | Apr 17 2015 5:06PM
San Jose | San Jose -> ETSR2 ZONE 1 -> ROW G -> Z1.G.08 | Z1.G.08 | RU#43 | blanking panel |  | APC | NetShelter | AR8101BLK-2U | APC970 |  |  |  | Dec 10 2014 5:27PM
San Jose | San Jose -> ETSR2 ZONE 1 -> ROW G -> Z1.G.08 | Z1.G.08 | RU#41 | blanking panel |  | APC | NetShelter | AR8101BLK-2U | APC970 |  |  |  | Aug 13 2015 4:01PM
San Jose | San Jose -> ETSR2 ZONE 1 -> ROW G -> Z1.G.08 | Z1.G.08 | RU#39 | SJCCINDEX | SERVER SERVICES | Hewlett-Packard | ProLiant | DL380 G5 | HEPA633 | 2UX708045P |  | 10.4.160.195 | Aug 1 2014 5:17PM
San Jose | San Jose -> ETSR2 ZONE 1 -> ROW G -> Z1.G.08 | Z1.G.08 | RU#38 | Blanking Panel |  | APC | NetShelter | AR8101BLK-1U | APC969 |  |  |  | Oct 20 2014 3:25PM
San Jose | San Jose -> ETSR2 ZONE 1 -> ROW G -> Z1.G.08 | Z1.G.08 | RU#37 | blanking panel |  | APC | NetShelter | AR8101BLK-1U | APC969 |  |  |  | Aug 13 2015 4:01PM
San Jose | San Jose -> ETSR2 ZONE 1 -> ROW G -> Z1.G.08 | Z1.G.08 | RU#36 | MASIS-2 | SERVER SERVICES | SUN Microsystems | Sun Fire | X4150 | SUNM082 | 0850QAR022 | 3098218 | NIC1 10.4.160.189, NIC2 10.4.160.190, ILO 10.4.172 | Aug 1 2014 5:17PM
San Jose | San Jose -> ETSR2 ZONE 1 -> ROW G -> Z1.G.08 | Z1.G.08 | RU#34 | WATSON-BSA | SERVER SERVICES | Google | GSA | GB-1001 (2U) | GOOG005 | HZJ8NH1 |  | 10.4.160.196 | Aug 1 2014 5:16PM
San Jose | San Jose -> ETSR2 ZONE 1 -> ROW G -> Z1.G.08 | Z1.G.08 | RU#33 | DL360-ETSR-01 | SERVER SERVICES | Hewlett-Packard | ProLiant | DL 360 G5 | HEPA599 | MXQ904A1P4 | 3098341 |  | Aug 1 2014 5:16PM
San Jose | San Jose -> ETSR2 ZONE 1 -> ROW G -> Z1.G.08 | Z1.G.08 | RU#32 | DL360-ETSR-02 | SERVER SERVICES | Hewlett-Packard | ProLiant | DL 360 G5 | HEPA599 | MXQ904A1PF | 3098341 |  | Aug 1 2014 5:16PM
San Jose | San Jose -> ETSR2 ZONE 1 -> ROW G -> Z1.G.08 | Z1.G.08 | RU#31 | DL360-ETSR-03 | SERVER SERVICES | Hewlett-Packard | ProLiant | DL 360 G5 | HEPA599 | MXQ904A1P7 | 3098341 |  | Aug 1 2014 5:16PM
San Jose | San Jose -> ETSR2 ZONE 1 -> ROW G -> Z1.G.08 | Z1.G.08 | RU#30 | blanking panel | DATA CENTER OPERATIONS | APC | NetShelter | AR8101BLK-1U | APC969 |  |  |  | Aug 1 2014 5:16PM
San Jose | San Jose -> ETSR2 ZONE 1 -> ROW G -> Z1.G.08 | Z1.G.08 | RU#29 | DL360-ETSR-05 | SERVER SERVICES | Hewlett-Packard | ProLiant | DL 360 G5 | HEPA599 | MXQ904A1AX | 3098341 |  | Aug 1 2014 5:16PM
San Jose | San Jose -> ETSR2 ZONE 1 -> ROW G -> Z1.G.08 | Z1.G.08 | RU#27 | T5220-ETSR-01 | SERVER SERVICES | SUN Microsystems | Enterprise | T5220 | SUNM069 | BEL0902U9H | 3098342 |  | Aug 1 2014 5:17PM
San Jose | San Jose -> ETSR2 ZONE 1 -> ROW G -> Z1.G.08 | Z1.G.08 | RU#25 | T5220-ETSR-02 | SERVER SERVICES | SUN Microsystems | Enterprise | T5220 | SUNM069 | BEL0902UAT | 3098342 |  | Aug 1 2014 5:17PM
San Jose | San Jose -> ETSR2 ZONE 1 -> ROW G -> Z1.G.08 | Z1.G.08 | RU#23 | PUPS-1 | SERVER SERVICES | SUN Microsystems | Sun Fire | T2000 | SUN160 | PX60902063 | 3098342 |  | Aug 1 2014 5:17PM
San Jose | San Jose -> ETSR2 ZONE 1 -> ROW G -> Z1.G.08 | Z1.G.08 | RU#21 | PUPS-2 | SERVER SERVICES | SUN Microsystems | Sun Fire | T2000 | SUN160 | PX60903059 | 3098342 |  | Aug 1 2014 5:17PM
San Jose | San Jose -> ETSR2 ZONE 1 -> ROW G -> Z1.G.08 | Z1.G.08 | RU#19 | EPODB-NEW | SERVER SERVICES | Hewlett-Packard | ProLiant | DL385 G2 | HEPA850 | UX7410A0S |  | 10.4.160.100 | Aug 1 2014 5:16PM
San Jose | San Jose -> ETSR2 ZONE 1 -> ROW G -> Z1.G.08 | Z1.G.08 | RU#17 | blanking panel | DATA CENTER OPERATIONS | APC | NetShelter | AR8101BLK-2U | APC970 |  |  |  | Aug 1 2014 5:16PM
San Jose | San Jose -> ETSR2 ZONE 1 -> ROW G -> Z1.G.08 | Z1.G.08 | RU#15 | blanking panel | DATA CENTER OPERATIONS | APC | NetShelter | AR8101BLK-2U | APC970 |  |  |  | Aug 1 2014 5:16PM
San Jose | San Jose -> ETSR2 ZONE 1 -> ROW G -> Z1.G.08 | Z1.G.08 | RU#13 | blanking panel | DATA CENTER OPERATIONS | APC | NetShelter | AR8101BLK-2U | APC970 |  |  |  | Aug 1 2014 5:16PM
San Jose | San Jose -> ETSR2 ZONE 1 -> ROW G -> Z1.G.08 | Z1.G.08 | RU#11 | blanking panel | DATA CENTER OPERATIONS | APC | NetShelter | AR8101BLK-2U | APC970 |  |  |  | Aug 1 2014 5:15PM
San Jose | San Jose -> ETSR2 ZONE 1 -> ROW G -> Z1.G.08 | Z1.G.08 | RU#09 | blanking panel | DATA CENTER OPERATIONS | APC | NetShelter | AR8101BLK-2U | APC970 |  |  |  | Aug 1 2014 5:15PM
San Jose | San Jose -> ETSR2 ZONE 1 -> ROW G -> Z1.G.09 | Z1.G.09 | RU#07 | NACASTEST | SERVER SERVICES | Hewlett-Packard | ProLiant | DL380 G4 | HEPA156 | USE523A24T |  | 10.4.160.94, Ilo=10.4.172.98 | Aug 1 2014 5:18PM
San Jose | San Jose -> ETSR2 ZONE 1 -> ROW G -> Z1.G.09 | Z1.G.09 | RU#05 | blanking panel | DATA CENTER OPERATIONS | APC | NetShelter | AR8101BLK-2U | APC970 |  |  |  | Aug 1 2014 5:18PM
San Jose | San Jose -> ETSR2 ZONE 1 -> ROW G -> Z1.G.09 | Z1.G.09 | RU#01 | blanking panel | DATA CENTER OPERATIONS | APC | NetShelter | AR8101BLK-4U | APC971 |  |  |  | Aug 1 2014 5:18PM
San Jose | San Jose -> ETSR2 ZONE 1 -> ROW G -> Z1.G.09 | Z1.G.09 | InOutPlug#2 | ETSR2-Z1G09-PDUA | DATA CENTER OPERATIONS | Raritan Computer | Dominion PX | PX-5522 | RCI293 |  |  |  | Sep 24 2014 5:52PM
San Jose | San Jose -> ETSR2 ZONE 1 -> ROW G -> Z1.G.09 | Z1.G.09 | InOutPlug#1 | ETSR2-Z1G09-PDUB | DATA CENTER OPERATIONS | Raritan Computer | Dominion PX | PX-5522 | RCI293 |  |  |  | Sep 24 2014 5:52PM
San Jose | San Jose -> ETSR2 ZONE 1 -> ROW G -> Z1.G.09 | Z1.G.09 | RU#50 | blanking panel |  | APC | NetShelter | AR8101BLK-2U | APC970 |  |  |  | Apr 17 2015 5:06PM
San Jose | San Jose -> ETSR2 ZONE 1 -> ROW G -> Z1.G.09 | Z1.G.09 | RU#46 | blanking panel |  | APC | NetShelter | AR8101BLK-4U | APC971 |  |  |  | Apr 17 2015 5:06PM
San Jose | San Jose -> ETSR2 ZONE 1 -> ROW G -> Z1.G.09 | Z1.G.09 | RU#45 | blanking panel | DATA CENTER OPERATIONS | APC | NetShelter | AR8101BLK-1U | APC969 |  |  |  | Aug 1 2014 5:18PM
San Jose | San Jose -> ETSR2 ZONE 1 -> ROW G -> Z1.G.09 | Z1.G.09 | RU#43 | Blanking Panel |  | APC | NetShelter | AR8101BLK-2U | APC970 |  |  |  | Dec 9 2014 4:50PM
San Jose | San Jose -> ETSR2 ZONE 1 -> ROW G -> Z1.G.09 | Z1.G.09 | RU#39 | Blanking Panel |  | APC | NetShelter | AR8101BLK-4U | APC971 |  |  |  | Dec 9 2014 4:50PM
San Jose | San Jose -> ETSR2 ZONE 1 -> ROW G -> Z1.G.09 | Z1.G.09 | RU#35 | Blanking Panel |  | APC | NetShelter | AR8101BLK-4U | APC971 |  |  |  | Dec 9 2014 4:50PM
San Jose | San Jose -> ETSR2 ZONE 1 -> ROW G -> Z1.G.09 | Z1.G.09 | RU#33 | T5240-QA-1 | SERVER SERVICES | SUN Microsystems | Enterprise | T5240 | SUNM243 | BEL0830XG1 |  | 10.4.161.61 | Aug 1 2014 5:20PM
San Jose | San Jose -> ETSR2 ZONE 1 -> ROW G -> Z1.G.09 | Z1.G.09 | RU#31 | blanking panel | DATA CENTER OPERATIONS | APC | NetShelter | AR8101BLK-2U | APC970 |  |  |  | Aug 1 2014 5:18PM
San Jose | San Jose -> ETSR2 ZONE 1 -> ROW G -> Z1.G.09 | Z1.G.09 | RU#29 | blanking panel | DATA CENTER OPERATIONS | APC | NetShelter | AR8101BLK-2U | APC970 |  |  |  | Aug 1 2014 5:18PM
San Jose | San Jose -> ETSR2 ZONE 1 -> ROW G -> Z1.G.09 | Z1.G.09 | RU#28 | shelf | DATA CENTER OPERATIONS | Generic Equipment Set | Shelf | 19 Inch 1U Shelf | GENR944 |  |  |  | Aug 1 2014 5:18PM
San Jose | San Jose -> ETSR2 ZONE 1 -> ROW G -> Z1.G.09 | Z1.G.09 | RU#26 | blanking panel |  | APC | NetShelter | AR8101BLK-2U | APC970 |  |  |  | Sep 22 2014 6:41PM
San Jose | San Jose -> ETSR2 ZONE 1 -> ROW G -> Z1.G.09 | Z1.G.09 | RU#25 | blanking panel | DATA CENTER OPERATIONS | APC | NetShelter | AR8101BLK-1U | APC969 |  |  |  | Aug 1 2014 5:18PM
San Jose | San Jose -> ETSR2 ZONE 1 -> ROW G -> Z1.G.09 | Z1.G.09 | RU#19 | blanking panel | DATA CENTER OPERATIONS | APC | NetShelter | AR8101BLK-4U | APC971 |  |  |  | Aug 1 2014 5:18PM
San Jose | San Jose -> ETSR2 ZONE 1 -> ROW G -> Z1.G.09 | Z1.G.09 | RU#09 | ARISTOTLE | SERVER SERVICES | Hewlett-Packard | C-Class | 412152-B21 | HEPA586 | USE26P2XY | 3099203 |  | Aug 1 2014 5:18PM
San Jose | San Jose -> ETSR2 ZONE 1 -> ROW G -> Z1.G.10 | Z1.G.10 | InOutPlug#2 | ETSR2-Z1G10-PDUA | DATA CENTER OPERATIONS | Raritan Computer | Dominion PX | PX-5522 | RCI293 |  |  |  | Sep 24 2014 5:52PM
San Jose | San Jose -> ETSR2 ZONE 1 -> ROW G -> Z1.G.10 | Z1.G.10 | InOutPlug#1 | ETSR2-Z1G10-PDUB | DATA CENTER OPERATIONS | Raritan Computer | Dominion PX | PX-5522 | RCI293 |  |  |  | Sep 24 2014 5:52PM
San Jose | San Jose -> ETSR2 ZONE 1 -> ROW G -> Z1.G.10 | Z1.G.10 | RU#51 | SJESR1ILOG-10 |  | Cisco Systems | Catalyst 2960 | WS-C2960-48TT-L | CICO363 | FOC1150X0QW |  |  | Apr 6 2015 1:47PM
San Jose | San Jose -> ETSR2 ZONE 1 -> ROW G -> Z1.G.10 | Z1.G.10 | RU#43 | PTRELAY01 | SERVER SERVICES | SUN Microsystems | Sun Fire | X4150 | SUNM082 | 08330AROFE |  | 10.4.160.133 | Aug 1 2014 5:23PM
San Jose | San Jose -> ETSR2 ZONE 1 -> ROW G -> Z1.G.10 | Z1.G.10 | RU#42 | PTRELAY02 | SERVER SERVICES | SUN Microsystems | Sun Fire | X4150 | SUNM082 | 08330AR113 |  | 10.4.136.134 | Aug 1 2014 5:23PM
San Jose | San Jose -> ETSR2 ZONE 1 -> ROW G -> Z1.G.10 | Z1.G.10 | RU#41 | PTRELAY03 | SERVER SERVICES | SUN Microsystems | Sun Fire | X4150 | SUNM082 | 08330AR108 |  | 10.4.160.135 | Aug 1 2014 5:23PM
San Jose | San Jose -> ETSR2 ZONE 1 -> ROW G -> Z1.G.10 | Z1.G.10 | RU#40 | PTRELAY04 | SERVER SERVICES | SUN Microsystems | Sun Fire | X4150 | SUNM082 | 08330AROFC |  | 10.4.160.136 | Aug 1 2014 5:23PM
San Jose | San Jose -> ETSR2 ZONE 1 -> ROW G -> Z1.G.10 | Z1.G.10 | RU#39 | PTRELAY05 | SERVER SERVICES | SUN Microsystems | Sun Fire | X4150 | SUNM082 | 08330AR101 |  | 10.4.160.137 | Aug 1 2014 5:23PM
San Jose | San Jose -> ETSR2 ZONE 1 -> ROW G -> Z1.G.10 | Z1.G.10 | RU#38 | SJMAC01 | DIRECTORY SERVICES | Apple Computer | Xserve | Xserve Quad Xeon | APPL167 | G88272KJX8T | 3097260 | 10.4.160.142 | Aug 1 2014 5:21PM
San Jose | San Jose -> ETSR2 ZONE 1 -> ROW G -> Z1.G.10 | Z1.G.10 | RU#34 | HEADLIGHTSGEAR2 | SERVER SERVICES | Hewlett-Packard | ProLiant | DL380 G5 | HEPA633 | 2UX842015N | 3097834 | 10.4.160.139 | Aug 1 2014 5:21PM
San Jose | San Jose -> ETSR2 ZONE 1 -> ROW G -> Z1.G.10 | Z1.G.10 | RU#33 | FRANCIUM | SERVER SERVICES | SUN Microsystems | Enterprise | T5120 | SUNM067 | 0843QAR203 | 3097897 | 153.32.24.24, lom-10.4.172.128 | Aug 1 2014 5:22PM
San Jose | San Jose -> ETSR2 ZONE 1 -> ROW G -> Z1.G.10 | Z1.G.10 | RU#32 | BARIUM | SERVER SERVICES | SUN Microsystems | Enterprise | T5120 | SUNM067 | 0841QAR007 | 3097896 | 153.32.24.23, LOM-10.4.172.127 | Aug 1 2014 5:22PM
San Jose | San Jose -> ETSR2 ZONE 1 -> ROW G -> Z1.G.10 | Z1.G.10 | RU#30 | SJETVMCU02 | CONFERENCING SERVICES | Acano | Acano | Acano Server | ACAN001 | ACA200144 |  |  | Aug 18 2016 12:39PM
San Jose | San Jose -> ETSR2 ZONE 1 -> ROW G -> Z1.G.10 | Z1.G.10 | RU#22 | RIVER-PROD | SERVER SERVICES | Hewlett-Packard | ProLiant | DL380 G5 | HEPA633 | 2UX83409AZ | 3098019 | 10.4.160.146 | Aug 1 2014 5:21PM
San Jose | San Jose -> ETSR2 ZONE 1 -> ROW G -> Z1.G.10 | Z1.G.10 | RU#20 | RIVER-DEV | SERVER SERVICES | Hewlett-Packard | ProLiant | DL380 G5 | HEPA633 | 2UX83409AX | 3098020 | 10.4.160.147 | Aug 1 2014 5:21PM
San Jose | San Jose -> ETSR2 ZONE 1 -> ROW G -> Z1.G.10 | Z1.G.10 | RU#19 | PTRELAY06 | SERVER SERVICES | SUN Microsystems | Sun Fire | X4150 | SUNM082 | 0842QAR031 | 3098000 | 10.4.160.151 | Aug 1 2014 5:22PM
San Jose | San Jose -> ETSR2 ZONE 1 -> ROW G -> Z1.G.10 | Z1.G.10 | RU#18 | PTRELAY07 | SERVER SERVICES | SUN Microsystems | Sun Fire | X4150 | SUNM082 | 0842QAR08E | 3098002 | 10.4.160.152 | Aug 1 2014 5:22PM
San Jose | San Jose -> ETSR2 ZONE 1 -> ROW G -> Z1.G.10 | Z1.G.10 | RU#17 | PTRELAY08 | SERVER SERVICES | SUN Microsystems | Sun Fire | X4150 | SUNM082 | 0841QAR0C9 | 3098004 | 10.4.160.153 | Aug 1 2014 5:22PM
San Jose | San Jose -> ETSR2 ZONE 1 -> ROW G -> Z1.G.10 | Z1.G.10 | RU#16 | PTRELAY09 | SERVER SERVICES | SUN Microsystems | Sun Fire | X4150 | SUNM082 | 0842QAR036 | 3098003 | 10.4.160.154 | Aug 1 2014 5:22PM
San Jose | San Jose -> ETSR2 ZONE 1 -> ROW G -> Z1.G.10 | Z1.G.10 | RU#15 | PTRELAY10 | SERVER SERVICES | SUN Microsystems | Sun Fire | X4150 | SUNM082 | 0842QAR035 | 3098001 | 10.4.160.155 | Aug 1 2014 5:22PM
San Jose | San Jose -> ETSR2 ZONE 1 -> ROW G -> Z1.G.10 | Z1.G.10 | RU#13 | WATSONGSA-PRD | SERVER SERVICES | Google | GSA | GB-7007 T2 Series | GOOG008 |  |  |  | Aug 1 2014 5:21PM
San Jose | San Jose -> ETSR2 ZONE 1 -> ROW G -> Z1.G.10 | Z1.G.10 | RU#11 | WATSONGSA-STG | SERVER SERVICES | Google | GSA | GB-7007 T2 Series | GOOG008 |  |  |  | Aug 1 2014 5:21PM
San Jose | San Jose -> ETSR2 ZONE 1 -> ROW G -> Z1.G.11 | Z1.G.11 | RU#07 | CURIE | SERVER SERVICES | Hewlett-Packard | C-Class | 412152-B21 | HEPA586 | USE002WP9J | 13000495 | Ilo1 10.4.172.243, Ilo2 10.4.172.244 | Aug 1 2014 5:24PM
San Jose | San Jose -> ETSR2 ZONE 1 -> ROW G -> Z1.G.11 | Z1.G.11 | RU#05 | blanking panel | DATA CENTER OPERATIONS | APC | NetShelter | AR8101BLK-2U | APC970 |  |  |  | Aug 1 2014 5:23PM
San Jose | San Jose -> ETSR2 ZONE 1 -> ROW G -> Z1.G.11 | Z1.G.11 | RU#01 | blanking panel | DATA CENTER OPERATIONS | APC | NetShelter | AR8101BLK-4U | APC971 |  |  |  | Aug 1 2014 5:23PM
San Jose | San Jose -> ETSR2 ZONE 1 -> ROW G -> Z1.G.11 | Z1.G.11 | InOutPlug#2 | ETSR2-Z1G11-PDUA | DATA CENTER OPERATIONS | Raritan Computer | Dominion PX | PX-5522 | RCI293 | QB64450111 |  | 10.4.172.240 | Sep 24 2014 5:52PM
San Jose | San Jose -> ETSR2 ZONE 1 -> ROW G -> Z1.G.11 | Z1.G.11 | InOutPlug#1 | ETSR2-Z1G11-PDUB | DATA CENTER OPERATIONS | Raritan Computer | Dominion PX | PX-5522 | RCI293 | QB64450004 |  | 10.4.172.249 | Sep 24 2014 5:52PM
San Jose | San Jose -> ETSR2 ZONE 1 -> ROW G -> Z1.G.11 | Z1.G.11 | RU#50 | blanking panel |  | APC | NetShelter | AR8101BLK-2U | APC970 |  |  |  | Apr 17 2015 5:06PM
San Jose | San Jose -> ETSR2 ZONE 1 -> ROW G -> Z1.G.11 | Z1.G.11 | RU#46 | blanking panel |  | APC | NetShelter | AR8101BLK-4U | APC971 |  |  |  | Apr 17 2015 5:06PM
San Jose | San Jose -> ETSR2 ZONE 1 -> ROW G -> Z1.G.11 | Z1.G.11 | RU#44 | T5240-DEV-1 | SERVER SERVICES | SUN Microsystems | Enterprise | T5240 | SUNM243 | BEL0819IHF |  | 10.4.161.34 | Aug 1 2014 5:26PM
San Jose | San Jose -> ETSR2 ZONE 1 -> ROW G -> Z1.G.11 | Z1.G.11 | RU#42 | blanking panel | DATA CENTER OPERATIONS | APC | NetShelter | AR8101BLK-2U | APC970 |  |  |  | Aug 1 2014 5:23PM
San Jose | San Jose -> ETSR2 ZONE 1 -> ROW G -> Z1.G.11 | Z1.G.11 | RU#41 | blanking panel | DATA CENTER OPERATIONS | APC | NetShelter | AR8101BLK-1U | APC969 |  |  |  | Aug 1 2014 5:23PM
San Jose | San Jose -> ETSR2 ZONE 1 -> ROW G -> Z1.G.11 | Z1.G.11 | RU#31 | PROPELLER | SERVER SERVICES | Hewlett-Packard | C-Class | C7000 | HEPD523 | USE819AXBE |  | 10.4.160.96 | Aug 1 2014 5:24PM
San Jose | San Jose -> ETSR2 ZONE 1 -> ROW G -> Z1.G.11 | Z1.G.11 | RU#29 | blanking panel | DATA CENTER OPERATIONS | APC | NetShelter | AR8101BLK-2U | APC970 |  |  |  | Aug 1 2014 5:23PM
San Jose | San Jose -> ETSR2 ZONE 1 -> ROW G -> Z1.G.11 | Z1.G.11 | RU#27 | blanking panel | DATA CENTER OPERATIONS | APC | NetShelter | AR8101BLK-2U | APC970 |  |  |  | Aug 1 2014 5:23PM
San Jose | San Jose -> ETSR2 ZONE 1 -> ROW G -> Z1.G.11 | Z1.G.11 | RU#25 | SJCDSSUN01 | SERVER SERVICES | SUN Microsystems | Enterprise | T5220 | SUNM069 | BEL0827TR3 |  | 10.4.160.103 | Aug 1 2014 5:25PM
San Jose | San Jose -> ETSR2 ZONE 1 -> ROW G -> Z1.G.11 | Z1.G.11 | RU#23 | WCMS-INTRADEV1 | SERVER SERVICES | SUN Microsystems | Enterprise | T5220 | SUNM069 | BEL092199B | 13000425 | 10.4.161.111 | Aug 1 2014 5:25PM
San Jose | San Jose -> ETSR2 ZONE 1 -> ROW G -> Z1.G.11 | Z1.G.11 | RU#21 | blanking panel | DATA CENTER OPERATIONS | APC | NetShelter | AR8101BLK-2U | APC970 |  |  |  | Aug 1 2014 5:23PM
San Jose | San Jose -> ETSR2 ZONE 1 -> ROW G -> Z1.G.11 | Z1.G.11 | RU#19 | WCMS-INTRAPRD2 | SERVER SERVICES | SUN Microsystems | Enterprise | T5220 | SUNM069 | BEL092199V | 13000425 | 10.4.161.113, Bkp=10.4.127.185 | Aug 1 2014 5:25PM
San Jose | San Jose -> ETSR2 ZONE 1 -> ROW G -> Z1.G.11 | Z1.G.11 | RU#17 | WCMS-EXTRADEV1/WCMS-EXTRAQA1 | SERVER SERVICES | SUN Microsystems | Enterprise | T5240 | SUNM243 | FML09210AT | 13000425 | 10.4.161.114 | Aug 1 2014 5:25PM
San Jose | San Jose -> ETSR2 ZONE 1 -> ROW H | ROW H |  | SJ1VSP02(1) | STORAGE SERVICES | Hitachi Data Systems | Virtual Storage Series | VSP | HDS202 | DKC F7101RK42P | 3116692 | 10.5.69.144 | Aug 1 2014 5:26PM
San Jose | San Jose -> ETSR2 ZONE 1 -> ROW H | ROW H |  | SJVSP02(2) | STORAGE SERVICES | Hitachi Data Systems | Virtual Storage Series | VSP (2 Storage Units) | HDS259 | 66760 |  |  | Jan 30 2015 3:42PM
San Jose | San Jose -> ETSR2 ZONE 1 -> ROW H -> Z1.H.04 | Z1.H.04 | RU#08 | SJHDS30 SHELF2 | STORAGE SERVICES | Generic Altima Technologies Rackmountable | General Rackmount Equipment | 2U Storage System | 0GRM166 | 206952 |  | N/A | Aug 1 2014 5:26PM
San Jose | San Jose -> ETSR2 ZONE 1 -> ROW H -> Z1.H.04 | Z1.H.04 | RU#06 | SJHDS30 SHELF1 | STORAGE SERVICES | Generic Altima Technologies Rackmountable | General Rackmount Equipment | 2U Storage System | 0GRM166 | 206953 |  | N/A | Aug 1 2014 5:26PM
San Jose | San Jose -> ETSR2 ZONE 1 -> ROW H -> Z1.H.04 | Z1.H.04 | RU#04 | SJHDS30 SHELF0 | STORAGE SERVICES | Generic Altima Technologies Rackmountable | General Rackmount Equipment | 2U Storage System | 0GRM166 | 206648 |  | N/A | Aug 1 2014 5:26PM
San Jose | San Jose -> ETSR2 ZONE 1 -> ROW H -> Z1.H.04 | Z1.H.04 | RU#01 | SJHDS30 | STORAGE SERVICES | Generic Altima Technologies Rackmountable | General Rackmount Equipment | 3U Storage System | 0GRM168 | 93042140 | 3122303 | C0=10.5.69.161, c1=10.5.69.162 | Aug 1 2014 5:26PM
San Jose | San Jose -> ETSR2 ZONE 1 -> ROW H -> Z1.H.04 | Z1.H.04 | InOutPlug#2 | ETSR2-Z1H04-PDUA | DATA CENTER OPERATIONS | Raritan Computer | Dominion PX | PX-5522 | RCI293 | PXR1750048 |  | 10.4.172.99 | Sep 24 2014 6:03PM
San Jose | San Jose -> ETSR2 ZONE 1 -> ROW H -> Z1.H.04 | Z1.H.04 | InOutPlug#1 | ETSR2-Z1H04-PDUB | DATA CENTER OPERATIONS | Raritan Computer | Dominion PX | PX-5522 | RCI293 | PXR1450078 |  | 10.4.172.100 | Sep 24 2014 6:03PM
San Jose | San Jose -> ETSR2 ZONE 1 -> ROW H -> Z1.H.04 | Z1.H.04 | RU#38 | SJHDS30 SHELF17 | STORAGE SERVICES | Generic Altima Technologies Rackmountable | General Rackmount Equipment | 2U Storage System | 0GRM166 | 206957 |  | N/A | Aug 1 2014 5:27PM
San Jose | San Jose -> ETSR2 ZONE 1 -> ROW H -> Z1.H.04 | Z1.H.04 | RU#36 | SJHDS30 SHELF16 | STORAGE SERVICES | Generic Altima Technologies Rackmountable | General Rackmount Equipment | 2U Storage System | 0GRM166 | 207085 |  | N/A | Aug 1 2014 5:27PM
San Jose | San Jose -> ETSR2 ZONE 1 -> ROW H -> Z1.H.04 | Z1.H.04 | RU#34 | SJHDS30 SHELF15 | STORAGE SERVICES | Generic Altima Technologies Rackmountable | General Rackmount Equipment | 2U Storage System | 0GRM166 | 206955 |  | N/A | Aug 1 2014 5:27PM
San Jose | San Jose -> ETSR2 ZONE 1 -> ROW H -> Z1.H.04 | Z1.H.04 | RU#32 | SJHDS30 SHELF14 | STORAGE SERVICES | Generic Altima Technologies Rackmountable | General Rackmount Equipment | 2U Storage System | 0GRM166 | 207018 |  | N/A | Aug 1 2014 5:27PM
San Jose | San Jose -> ETSR2 ZONE 1 -> ROW H -> Z1.H.04 | Z1.H.04 | RU#30 | SJHDS30 SHELF13 | STORAGE SERVICES | Generic Altima Technologies Rackmountable | General Rackmount Equipment | 2U Storage System | 0GRM166 | 206971 |  | N/A | Aug 1 2014 5:27PM
San Jose | San Jose -> ETSR2 ZONE 1 -> ROW H -> Z1.H.04 | Z1.H.04 | RU#28 | SJHDS30 SHELF12 | STORAGE SERVICES | Generic Altima Technologies Rackmountable | General Rackmount Equipment | 2U Storage System | 0GRM166 | 206650 |  | N/A | Aug 1 2014 5:27PM
San Jose | San Jose -> ETSR2 ZONE 1 -> ROW H -> Z1.H.04 | Z1.H.04 | RU#26 | SJHDS30 SHELF11 | STORAGE SERVICES | Generic Altima Technologies Rackmountable | General Rackmount Equipment | 2U Storage System | 0GRM166 | 207199 |  | N/A | Aug 1 2014 5:27PM
San Jose | San Jose -> ETSR2 ZONE 1 -> ROW H -> Z1.H.04 | Z1.H.04 | RU#24 | SJHDS30 SHELF10 | STORAGE SERVICES | Generic Altima Technologies Rackmountable | General Rackmount Equipment | 2U Storage System | 0GRM166 | 207089 |  | N/A | Aug 1 2014 5:27PM
San Jose | San Jose -> ETSR2 ZONE 1 -> ROW H -> Z1.H.04 | Z1.H.04 | RU#22 | SJHDS30 SHELF9 | STORAGE SERVICES | Generic Altima Technologies Rackmountable | General Rackmount Equipment | 2U Storage System | 0GRM166 | 206958 |  | N/A | Aug 1 2014 5:26PM
San Jose | San Jose -> ETSR2 ZONE 1 -> ROW H -> Z1.H.04 | Z1.H.04 | RU#20 | SJHDS30 SHELF8 | STORAGE SERVICES | Generic Altima Technologies Rackmountable | General Rackmount Equipment | 2U Storage System | 0GRM166 | 206956 |  | N/A | Aug 1 2014 5:26PM
San Jose | San Jose -> ETSR2 ZONE 1 -> ROW H -> Z1.H.04 | Z1.H.04 | RU#18 | SJHDS30 SHELF7 | STORAGE SERVICES | Generic Altima Technologies Rackmountable | General Rackmount Equipment | 2U Storage System | 0GRM166 | 206954 |  | N/A | Aug 1 2014 5:26PM
San Jose | San Jose -> ETSR2 ZONE 1 -> ROW H -> Z1.H.04 | Z1.H.04 | RU#16 | SJHDS30 SHELF6 | STORAGE SERVICES | Generic Altima Technologies Rackmountable | General Rackmount Equipment | 2U Storage System | 0GRM166 | 207087 |  | N/A | Aug 1 2014 5:26PM
San Jose | San Jose -> ETSR2 ZONE 1 -> ROW H -> Z1.H.04 | Z1.H.04 | RU#14 | SJHDS30 SHELF5 | STORAGE SERVICES | Generic Altima Technologies Rackmountable | General Rackmount Equipment | 2U Storage System | 0GRM166 | 207088 |  | N/A | Aug 1 2014 5:26PM
San Jose | San Jose -> ETSR2 ZONE 1 -> ROW H -> Z1.H.04 | Z1.H.04 | RU#12 | SJHDS30 SHELF4 | STORAGE SERVICES | Generic Altima Technologies Rackmountable | General Rackmount Equipment | 2U Storage System | 0GRM166 | 207198 |  | N/A | Aug 1 2014 5:26PM
San Jose | San Jose -> ETSR2 ZONE 1 -> ROW H -> Z1.H.04 | Z1.H.04 | RU#10 | SJHDS30 SHELF3 | STORAGE SERVICES | Generic Altima Technologies Rackmountable | General Rackmount Equipment | 2U Storage System | 0GRM166 | 206649 |  | N/A | Aug 1 2014 5:26PM
San Jose | San Jose -> ETSR2 ZONE 1 -> ROW H -> Z1.H.05 | Z1.H.05 | InOutPlug#2 | ETSR2-Z1H05-PDUA | DATA CENTER OPERATIONS | Raritan Computer | Dominion PX | PX-5522 | RCI293 | PXR1450056 |  | 10.4.172.121 | Sep 24 2014 6:03PM
San Jose | San Jose -> ETSR2 ZONE 1 -> ROW H -> Z1.H.05 | Z1.H.05 | InOutPlug#1 | ETSR2-Z1H05-PDUB | DATA CENTER OPERATIONS | Raritan Computer | Dominion PX | PX-5522 | RCI293 | PXR1450006 |  | 10.4.172.122 | Sep 24 2014 6:03PM
San Jose | San Jose -> ETSR2 ZONE 1 -> ROW H -> Z1.H.05 | Z1.H.05 | RU#51 | SJESR1ILOH-05 | NETWORK SERVICES | Cisco Systems | Catalyst 2960 | WS-C2960-48TT-L | CICO363 | FOC1150X0QE |  |  | Apr 17 2015 12:59PM
San Jose | San Jose -> ETSR2 ZONE 1 -> ROW H -> Z1.H.06 | Z1.H.06 | RU#01 | ETSR2-Z1H06-PDUB | DATA CENTER OPERATIONS | Raritan Computer | Dominion PX | PX-5522 | RCI293 | PXR1750008 |  | 10.4.172.154 | Sep 24 2014 6:03PM
San Jose | San Jose -> ETSR2 ZONE 1 -> ROW H -> Z1.H.06 | Z1.H.06 | RU#01 | ETSR2-Z1H06-PDUA | DATA CENTER OPERATIONS | Raritan Computer | Dominion PX | PX-5522 | RCI293 | PXR1450060 |  | 10.4.172.153 | Sep 24 2014 6:03PM
San Jose | San Jose -> ETSR2 ZONE 1 -> ROW H -> Z1.H.07 | Z1.H.07 | RU#06 | SJRDET2 | SERVER SERVICES | SUN Microsystems | Sun Fire | V40z | SUN709 | D306KJN2H056 |  | 10.4.167.37 | Aug 1 2014 5:30PM
San Jose | San Jose -> ETSR2 ZONE 1 -> ROW H -> Z1.H.07 | Z1.H.07 | InOutPlug#2 | ETSR2-Z1H07-PDUA | DATA CENTER OPERATIONS | Raritan Computer | Dominion PX | PX-5522 | RCI293 | QB64450038 |  | 10.4.172.89 | Sep 24 2014 6:03PM
San Jose | San Jose -> ETSR2 ZONE 1 -> ROW H -> Z1.H.07 | Z1.H.07 | InOutPlug#1 | ETSR2-Z1H07-PDUB | DATA CENTER OPERATIONS | Raritan Computer | Dominion PX | PX-5522 | RCI293 | QB64450007 |  | 10.4.172.90 | Sep 24 2014 6:03PM
San Jose | San Jose -> ETSR2 ZONE 1 -> ROW H -> Z1.H.07 | Z1.H.07 | RU#51 | conet2-2 | DATA CENTER OPERATIONS | Avocent | AlterPath | ACS48 | AVOC200 |  |  |  | Apr 17 2015 12:59PM
San Jose | San Jose -> ETSR2 ZONE 1 -> ROW H -> Z1.H.07 | Z1.H.07 | RU#44 | CERF | SERVER SERVICES | Hewlett-Packard | ProLiant | DL380 G4 | HEPA156 | 2UX60700TW |  | 153.32.21.233 | Aug 1 2014 5:30PM
San Jose | San Jose -> ETSR2 ZONE 1 -> ROW H -> Z1.H.07 | Z1.H.07 | RU#42 | GOSLING | SERVER SERVICES | Hewlett-Packard | ProLiant | DL380 G4 | HEPA156 | 2UX62704PV |  | 153.32.21.248 | Aug 1 2014 5:30PM
San Jose | San Jose -> ETSR2 ZONE 1 -> ROW H -> Z1.H.07 | Z1.H.07 | RU#40 | BOURNE | SERVER SERVICES | Hewlett-Packard | ProLiant | DL380 G4 | HEPA156 | 2UX62704PT |  | 153.32.21.250 | Aug 1 2014 5:30PM
San Jose | San Jose -> ETSR2 ZONE 1 -> ROW H -> Z1.H.07 | Z1.H.07 | RU#31 | YING | SERVER SERVICES | SUN Microsystems | Sun Fire | X4150 | SUNM082 | 0839QAR186 | 3097546 | 153.32.131.54 / 10.4.160.233 | Aug 1 2014 5:30PM
San Jose | San Jose -> ETSR2 ZONE 1 -> ROW H -> Z1.H.07 | Z1.H.07 | RU#30 | YANG | SERVER SERVICES | SUN Microsystems | Sun Fire | X4150 | SUNM082 | 0839QAR180 | 3097547 | 153.32.130.207 / 10.4.160.235 | Aug 1 2014 5:30PM
San Jose | San Jose -> ETSR2 ZONE 1 -> ROW H -> Z1.H.07 | Z1.H.07 | RU#19 | SJESNIFFER1 | Security Services | Hewlett-Packard | ProLiant | DL320 G5p | HEPD383 | MX2906006Y |  | 10.4.160.249 = SJESNIFFER1 | Aug 1 2014 5:30PM
San Jose | San Jose -> ETSR2 ZONE 1 -> ROW H -> Z1.H.07 | Z1.H.07 | RU#18 | AIPAS5 | SERVER SERVICES | Hewlett-Packard | ProLiant | DL 360 G5 | HEPA599 | MXQ910A03D | 3098706 | 10.4.160.251 | Aug 1 2014 5:30PM
San Jose | San Jose -> ETSR2 ZONE 1 -> ROW H -> Z1.H.07 | Z1.H.07 | RU#17 | AIPAS6 | SERVER SERVICES | Hewlett-Packard | ProLiant | DL 360 G5 | HEPA599 | MXQ850A1ZY | 3098708 | 10.4.160.252 | Aug 1 2014 5:29PM
San Jose | San Jose -> ETSR2 ZONE 1 -> ROW H -> Z1.H.07 | Z1.H.07 | RU#16 | AIPAS7 | SERVER SERVICES | Hewlett-Packard | ProLiant | DL 360 G5 | HEPA599 | MXQ851A3VR | 3098707 | 10.4.160.253 | Aug 1 2014 5:29PM
San Jose | San Jose -> ETSR2 ZONE 1 -> ROW H -> Z1.H.08 | Z1.H.08 | RU#02 | YARIS | SERVER SERVICES | SUN Microsystems | Sun Fire | V440 | SUN199 | 0435AD13E3 |  | 153.32.22.253 | Aug 1 2014 5:32PM
San Jose | San Jose -> ETSR2 ZONE 1 -> ROW H -> Z1.H.08 | Z1.H.08 | InOutPlug#2 | ETSR2-Z1H08-PDUA | DATA CENTER OPERATIONS | Raritan Computer | Dominion PX | PX-5522 | RCI293 | QB64450044 |  | 10.4.172.155 | Sep 24 2014 6:03PM
San Jose | San Jose -> ETSR2 ZONE 1 -> ROW H -> Z1.H.08 | Z1.H.08 | InOutPlug#1 | ETSR2-Z1H08-PDUB | DATA CENTER OPERATIONS | Raritan Computer | Dominion PX | PX-5522 | RCI293 | QB64450072 |  | 10.4.172.156 | Sep 24 2014 6:03PM
San Jose | San Jose -> ETSR2 ZONE 1 -> ROW H -> Z1.H.08 | Z1.H.08 | RU#51 | KVMET2-1 | DATA CENTER OPERATIONS | Raritan Computer | Dominion KX | DKX432 | RCI113 |  |  |  | Apr 17 2015 12:59PM
San Jose | San Jose -> ETSR2 ZONE 1 -> ROW H -> Z1.H.08 | Z1.H.08 | RU#34 | BULLSEYE | SERVER SERVICES | Hewlett-Packard | ProLiant | DL380 G3 | HP256 | EAMHLDN32H |  | 10.4.161.189 | Aug 1 2014 5:32PM
San Jose | San Jose -> ETSR2 ZONE 1 -> ROW H -> Z1.H.08 | Z1.H.08 | RU#32 | Target-stage | SERVER SERVICES | Hewlett-Packard | ProLiant | DL380 G3 | HP256 | EAC8LDN324 |  | 10.4.160.67 | Aug 1 2014 5:32PM
San Jose | San Jose -> ETSR2 ZONE 1 -> ROW H -> Z1.H.08 | Z1.H.08 | RU#31 | shelf | SERVER SERVICES | Hewlett-Packard | Shelf | J1520D | HEPA071 |  |  |  | Aug 1 2014 5:32PM
San Jose | San Jose -> ETSR2 ZONE 1 -> ROW H -> Z1.H.08 | Z1.H.08 | RU#26 | SJPKI-ADMIN | Security Services | Hewlett-Packard | ProLiant | DL380 G4 | HEPA156 | 2UX6280168 |  | 10.4.160.89 | Aug 1 2014 5:32PM
San Jose | San Jose -> ETSR2 ZONE 1 -> ROW H -> Z1.H.08 | Z1.H.08 | RU#24 | PROMISE | SERVER SERVICES | Hewlett-Packard | ProLiant | DL380 G4 | HEPA156 | USE509A686 |  | 10.4.160.77 | Aug 1 2014 5:32PM
San Jose | San Jose -> ETSR2 ZONE 1 -> ROW H -> Z1.H.08 | Z1.H.08 | RU#19 | PREVASSESS | Security Services | Dell Computer | PowerEdge | PowerEdge 1950 (Close View) | DELL784 | 8WPB0D1 |  | 10.4.160.81 | Aug 1 2014 5:31PM
San Jose | San Jose -> ETSR2 ZONE 1 -> ROW H -> Z1.H.08 | Z1.H.08 | RU#18 | PRVMGM | Security Services | Dell Computer | PowerEdge | PowerEdge 1950 (Close View) | DELL784 | 2WPB0D1 |  | 10.4.160.80 | Aug 1 2014 5:31PM
San Jose | San Jose -> ETSR2 ZONE 1 -> ROW H -> Z1.H.08 | Z1.H.08 | RU#13 | CAESAR | Security Services | Hewlett-Packard | ProLiant | DL380 G3 | HP256 | EA5DLDN327 |  | 10.4.160.86 | Aug 1 2014 5:31PM
San Jose | San Jose -> ETSR2 ZONE 1 -> ROW H -> Z1.H.08 | Z1.H.08 | RU#11 | WATSON-SA | SERVER SERVICES | Google | GSA | GB-1001 (2U) | GOOG005 | DRVS2P63Y8JAY |  | 10.4.160.102 | Aug 1 2014 5:31PM
San Jose | San Jose -> ETSR2 ZONE 1 -> ROW H -> Z1.H.08 | Z1.H.08 | RU#10 | JAYEE | SERVER SERVICES | SUN Microsystems | Sun Fire | Sun Fire X4100 | SUN768 | 0611AM1248 |  | 10.4.160.122 | Aug 1 2014 5:32PM
San Jose | San Jose -> ETSR2 ZONE 1 -> ROW H -> Z1.H.08 | Z1.H.08 | RU#09 | SJCRMAC02 | SERVER SERVICES | Apple Computer | Xserve | Xserve Quad Xeon | APPL167 | H09244JD10S | 3099104 | 10.4.161.141 | Aug 1 2014 5:31PM
San Jose | San Jose -> ETSR2 ZONE 1 -> ROW H -> Z1.H.09 | Z1.H.09 | InOutPlug#2 | ETSR2-Z1H09-PDUA | DATA CENTER OPERATIONS | Raritan Computer | Dominion PX | PX-5522 | RCI293 | QB64450020 |  | 10.4.172.167 | Sep 24 2014 6:03PM
San Jose | San Jose -> ETSR2 ZONE 1 -> ROW H -> Z1.H.09 | Z1.H.09 | InOutPlug#1 | ETSR2-Z1H09-PDUB | DATA CENTER OPERATIONS | Raritan Computer | Dominion PX | PX-5522 | RCI293 | QB64450030 |  | 10.4.172.168 | Sep 24 2014 6:03PM
San Jose | San Jose -> ETSR2 ZONE 1 -> ROW H -> Z1.H.09 | Z1.H.09 | RU#51 | SJESR1ILOH-09 | NETWORK SERVICES | Cisco Systems | Catalyst 2960 | WS-C2960-48TT-L | CICO363 |  |  |  | Apr 17 2015 12:59PM
San Jose | San Jose -> ETSR2 ZONE 1 -> ROW H -> Z1.H.09 | Z1.H.09 | RU#45 | BIGIP-ETSR2-1 | SERVER SERVICES | F5 Networks | BIG-IP | BIG-IP 3600 | F5LA208 | ASZY-SPLN | 3099263 | 10.4.166.220 | Aug 1 2014 5:33PM
San Jose | San Jose -> ETSR2 ZONE 1 -> ROW H -> Z1.H.09 | Z1.H.09 | RU#43 | BIGIP-ETSR2-2 | SERVER SERVICES | F5 Networks | BIG-IP | BIG-IP 3600 | F5LA208 | F5-I0QJ-DDY2 | 3099263 | 10.4.166.221 | Aug 1 2014 5:33PM
San Jose | San Jose -> ETSR2 ZONE 1 -> ROW H -> Z1.H.09 | Z1.H.09 | RU#42 | SENATORS | SERVER SERVICES | SUN Microsystems | Sun Fire | X4150 | SUNM082 | 0833QAR02A | 3097531 | 10.4.160.125 | Aug 1 2014 5:34PM
San Jose | San Jose -> ETSR2 ZONE 1 -> ROW H -> Z1.H.09 | Z1.H.09 | RU#38 | ARROW | SERVER SERVICES | Hewlett-Packard | ProLiant | DL380 G5 | HEPA633 | 2UX81207ZA |  | 10.4.160.55 | Aug 1 2014 5:33PM
San Jose | San Jose -> ETSR2 ZONE 1 -> ROW H -> Z1.H.09 | Z1.H.09 | RU#37 | shelf | DATA CENTER OPERATIONS | Generic Equipment Set | Shelf | 19 Inch 1U Shelf | GENR944 |  |  |  | Aug 1 2014 5:33PM
San Jose | San Jose -> ETSR2 ZONE 1 -> ROW H -> Z1.H.09 | Z1.H.09 | RU#35 | SJ1SNV001 | SERVER SERVICES | SUN Microsystems | Enterprise | T5220 | SUNM069 | BEL0816E5L |  | 153.32.24.48 | Aug 1 2014 5:34PM
San Jose | San Jose -> ETSR2 ZONE 1 -> ROW H -> Z1.H.09 | Z1.H.09 | RU#33 | SJ1SNV002 | SERVER SERVICES | SUN Microsystems | Enterprise | T5220 | SUNM069 | BEL0815DKW |  | 153.32.24.46 | Aug 1 2014 5:34PM
San Jose | San Jose -> ETSR2 ZONE 1 -> ROW H -> Z1.H.09 | Z1.H.09 | RU#31 | SJ1SNV003 | SERVER SERVICES | SUN Microsystems | Enterprise | T5220 | SUNM069 | BEL0816E87 |  | 153.32.24.44 | Aug 1 2014 5:33PM
San Jose | San Jose -> ETSR2 ZONE 1 -> ROW H -> Z1.H.09 | Z1.H.09 | RU#14 | CITRIX_IE6_PVS1 | SERVER SERVICES | Hewlett-Packard | ProLiant | DL380 G6 - SFF | HEPD897 | 2UX941005R | 3099784 | 10.4.208.252 | Aug 1 2014 5:33PM
San Jose | San Jose -> ETSR2 ZONE 1 -> ROW H -> Z1.H.09 | Z1.H.09 | RU#13 | CITRIX_IE6_PVS2 | SERVER SERVICES | Hewlett-Packard | ProLiant | DL 360 G5 | HEPA599 | USM72502VD | 3093900 | 10.4.208.252 | Aug 1 2014 5:33PM
San Jose | San Jose -> ETSR2 ZONE 1 -> ROW H -> Z1.H.10 | Z1.H.10 | RU#06 | HP-BSA-POC-4-OFF 1-28-2009 | LAB SERVICES | Hewlett-Packard | ProLiant | DL585 G2 | HEPA881 | USE809N1J1 |  | 10.4.167.33 | Aug 1 2014 5:35PM
San Jose | San Jose -> ETSR2 ZONE 1 -> ROW H -> Z1.H.10 | Z1.H.10 | RU#05 | HP-BSA-POC-5 | LAB SERVICES | Hewlett-Packard | ProLiant | DL 360 G5 | HEPA599 | 345102-001 |  | 10.4.167.34 | Aug 1 2014 5:34PM
San Jose | San Jose -> ETSR2 ZONE 1 -> ROW H -> Z1.H.10 | Z1.H.10 | RU#04 | REDWINGS | SERVER SERVICES | SUN Microsystems | Sun Fire | X4150 | SUNM082 | 0833QAR02B | 3097532 | 10.4.160.124 | Aug 1 2014 5:36PM
San Jose | San Jose -> ETSR2 ZONE 1 -> ROW H -> Z1.H.10 | Z1.H.10 | RU#02 | SJCRMAC03 | SERVER SERVICES | Apple Computer | Xserve | Xserve Quad Xeon | APPL167 | H09244JE10S | 3099105 | 10.4.161.142 | Aug 1 2014 5:34PM
San Jose | San Jose -> ETSR2 ZONE 1 -> ROW H -> Z1.H.10 | Z1.H.10 | InOutPlug#2 | ETSR2-Z1H10-PDUA | DATA CENTER OPERATIONS | Raritan Computer | Dominion PX | PX-5522 | RCI293 | QB64450090 |  | 10.4.172.185 | Sep 3 2014 6:59PM
San Jose | San Jose -> ETSR2 ZONE 1 -> ROW H -> Z1.H.10 | Z1.H.10 | InOutPlug#1 | ETSR2-Z1H10-PDUB | DATA CENTER OPERATIONS | Raritan Computer | Dominion PX | PX-5522 | RCI293 | QB64450002 |  | 10.4.172.186 | Sep 3 2014 6:59PM
San Jose | San Jose -> ETSR2 ZONE 1 -> ROW H -> Z1.H.10 | Z1.H.10 | RU#45 | SJCC01MA20 | SERVER SERVICES | Hewlett-Packard | ProLiant | DL 360 G5 | HEPA599 | USM72501B3 |  | 10.4.160.30 | Aug 1 2014 5:36PM
San Jose | San Jose -> ETSR2 ZONE 1 -> ROW H -> Z1.H.10 | Z1.H.10 | RU#44 | SJCC01MA21 | SERVER SERVICES | Hewlett-Packard | ProLiant | DL 360 G5 | HEPA599 | USM7240521 |  | 10.4.161.31 | Aug 1 2014 5:36PM
San Jose | San Jose -> ETSR2 ZONE 1 -> ROW H -> Z1.H.10 | Z1.H.10 | RU#43 | SJCC01MA22 | SERVER SERVICES | Hewlett-Packard | ProLiant | DL 360 G5 | HEPA599 | USM72403XD |  | 10.4.162.31 | Aug 1 2014 5:36PM
San Jose | San Jose -> ETSR2 ZONE 1 -> ROW H -> Z1.H.10 | Z1.H.10 | RU#38 | CLIENTDISTY | SERVER SERVICES | Hewlett-Packard | ProLiant | DL385 G2 | HEPA850 | 2UX8020091 |  | 10.4.160.39 | Aug 1 2014 5:36PM
San Jose | San Jose -> ETSR2 ZONE 1 -> ROW H -> Z1.H.10 | Z1.H.10 | RU#36 | SJ-OVPI | SERVER SERVICES | SUN Microsystems | Enterprise | T5140 | SUNM143 | FML090600C |  | 10.4.161.201, LOM -10.4.172.230 | Aug 1 2014 5:36PM
San Jose | San Jose -> ETSR2 ZONE 1 -> ROW H -> Z1.H.10 | Z1.H.10 | RU#19 | IBIS2 | DATA CENTER OPERATIONS | Hewlett-Packard | ProLiant | DL580 G5 | HEPD255 | USE802N1P4 |  | 10.4.160.52 | Aug 1 2014 5:35PM
San Jose | San Jose -> ETSR2 ZONE 1 -> ROW H -> Z1.H.10 | Z1.H.10 | RU#15 | NIKE-OLD-1 | LAB SERVICES | Compaq | ProLiant | DL580 G3 | CMPQ545 | USE607N1L5 |  |  | Aug 1 2014 5:35PM
San Jose | San Jose -> ETSR2 ZONE 2 -> ROW A -> Z2.A.01 | Z2.A.01 | RU#01 | blanking panel |  | APC | NetShelter | AR8101BLK-8U | APC972 |  |  |  | Sep 23 2014 7:31PM
San Jose | San Jose -> ETSR2 ZONE 2 -> ROW A -> Z2.A.01 | Z2.A.01 | InOutPlug#2 | ETSR2-Z2A01-PDUA |  | Raritan Computer | Dominion PX | PX-5522 | RCI293 | PXR9850026 |  | 10.4.189.93 | Oct 7 2014 7:17PM
San Jose | San Jose -> ETSR2 ZONE 2 -> ROW A -> Z2.A.01 | Z2.A.01 | InOutPlug#1 | ETSR2-Z2A01-PDUB |  | Raritan Computer | Dominion PX | PX-5522 | RCI293 | PXR9C50023 |  | 10.4.189.94 | Oct 7 2014 7:17PM
San Jose | San Jose -> ETSR2 ZONE 2 -> ROW A -> Z2.A.01 | Z2.A.01 | RU#50 | SNJSESR2-DMZTORSA |  | Juniper Networks | EX Series | EX4500-40F-DC-C | JNPR481 | DE0210249438 |  |  | Feb 13 2015 5:15PM
San Jose | San Jose -> ETSR2 ZONE 2 -> ROW A -> Z2.A.01 | Z2.A.01 | RU#46 | blanking panel |  | APC | NetShelter | AR8101BLK-4U | APC971 |  |  |  | Apr 17 2015 5:32PM
San Jose | San Jose -> ETSR2 ZONE 2 -> ROW A -> Z2.A.01 | Z2.A.01 | RU#44 | blanking panel |  | APC | NetShelter | AR8101BLK-2U | APC970 |  |  |  | Apr 17 2015 5:32PM
San Jose | San Jose -> ETSR2 ZONE 2 -> ROW A -> Z2.A.01 | Z2.A.01 | RU#34 | SJ1HCA007 | SERVER SERVICES | Hewlett-Packard | C-Class | 412152-B21 | HEPA586 | USE123B0W | 3110994 | 10.4.189.51 / 10.4.189.52 | Aug 1 2014 5:37PM
San Jose | San Jose -> ETSR2 ZONE 2 -> ROW A -> Z2.A.01 | Z2.A.01 | RU#24 | SJ1HCA008 | SERVER SERVICES | Hewlett-Packard | C-Class | 412152-B21 | HEPA586 | USE01810SS |  | 10.4.188.43 / 10.4.188.44 | Aug 1 2014 5:36PM
San Jose | San Jose -> ETSR2 ZONE 2 -> ROW A -> Z2.A.01 | Z2.A.01 | RU#23 | blanking panel |  | APC | NetShelter | AR8107BLK-1U | APC974 |  |  |  | Feb 13 2015 5:15PM
San Jose | San Jose -> ETSR2 ZONE 2 -> ROW A -> Z2.A.01 | Z2.A.01 | RU#21 | blanking panel |  | APC | NetShelter | AR8107BLK-2U | APC975 |  |  |  | Feb 13 2015 5:15PM
San Jose | San Jose -> ETSR2 ZONE 2 -> ROW A -> Z2.A.01 | Z2.A.01 | RU#17 | blanking panel |  | APC | NetShelter | AR8107BLK-4U | APC976 |  |  |  | Feb 13 2015 5:15PM
San Jose | San Jose -> ETSR2 ZONE 2 -> ROW A -> Z2.A.01 | Z2.A.01 | RU#09 | blanking panel |  | APC | NetShelter | AR8101BLK-8U | APC972 |  |  |  | Sep 23 2014 7:31PM
San Jose | San Jose -> ETSR2 ZONE 2 -> ROW A -> Z2.A.02 | Z2.A.02 | RU#01 | blanking panel |  | APC | NetShelter | AR8101BLK-8U | APC972 |  |  |  | Sep 23 2014 7:29PM
San Jose | San Jose -> ETSR2 ZONE 2 -> ROW A -> Z2.A.02 | Z2.A.02 | InOutPlug#2 | ETSR2-Z2A02-PDUA |  | Raritan Computer | Dominion PX | PX-5522 | RCI293 | PXR9B50007 |  | 10.4.189.95 | Oct 7 2014 7:16PM
San Jose | San Jose -> ETSR2 ZONE 2 -> ROW A -> Z2.A.02 | Z2.A.02 | InOutPlug#1 | ETSR2-Z2A02-PDUB |  | Raritan Computer | Dominion PX | PX-5522 | RCI293 | PXR0350065 |  | 10.4.189.96 | Oct 7 2014 7:16PM
San Jose | San Jose -> ETSR2 ZONE 2 -> ROW A -> Z2.A.02 | Z2.A.02 | RU#51 | SNJSESR2-ADMSB | NETWORK SERVICES | Juniper Networks | EX Series | EX2200-48T-4G | JUNP900 | CU0211451065 |  | 10.5.64.17 | Aug 1 2014 5:39PM
San Jose | San Jose -> ETSR2 ZONE 2 -> ROW A -> Z2.A.02 | Z2.A.02 | RU#50 | SJESR2ILOA-03 | NETWORK SERVICES | Cisco Systems | Catalyst 2960 | WS-C2960-48TC-L | CICO343 | FOC1150U5P4 |  |  | Aug 1 2014 5:39PM
San Jose | San Jose -> ETSR2 ZONE 2 -> ROW A -> Z2.A.02 | Z2.A.02 | RU#46 | blanking panel |  | APC | NetShelter | AR8101BLK-4U | APC971 |  |  |  | Apr 17 2015 5:32PM
San Jose | San Jose -> ETSR2 ZONE 2 -> ROW A -> Z2.A.02 | Z2.A.02 | RU#44 | blanking panel |  | APC | NetShelter | AR8101BLK-2U | APC970 |  |  |  | Apr 17 2015 5:32PM
San Jose | San Jose -> ETSR2 ZONE 2 -> ROW A -> Z2.A.02 | Z2.A.02 | RU#34 | SJ1HCA011 | SERVER SERVICES | Hewlett-Packard | C-Class | 412152-B21 | HEPA586 | USE2204MNE | 3116683 | 10.5.64.101, 10.5.64.102 | Aug 1 2014 5:39PM
San Jose | San Jose -> ETSR2 ZONE 2 -> ROW A -> Z2.A.02 | Z2.A.02 | RU#24 | SJ1HCA012 | SERVER SERVICES | Hewlett-Packard | C-Class | 412152-B21 | HEPA586 | USE2204MND | 3116684 | 10.5.64.123, 10.5.64.124 | Aug 1 2014 5:39PM
San Jose | San Jose -> ETSR2 ZONE 2 -> ROW A -> Z2.A.02 | Z2.A.02 | RU#21 | blanking panel |  | APC | NetShelter | AR8101BLK-3U | APCC280 |  |  |  | Sep 23 2014 7:29PM
San Jose | San Jose -> ETSR2 ZONE 2 -> ROW A -> Z2.A.02 | Z2.A.02 | RU#17 | blanking panel |  | APC | NetShelter | AR8101BLK-4U | APC971 |  |  |  | Sep 23 2014 7:29PM
San Jose | San Jose -> ETSR2 ZONE 2 -> ROW A -> Z2.A.02 | Z2.A.02 | RU#09 | blanking panel |  | APC | NetShelter | AR8101BLK-8U | APC972 |  |  |  | Sep 23 2014 7:29PM
San Jose | San Jose -> ETSR2 ZONE 2 -> ROW A -> Z2.A.03 | Z2.A.03 | RU#01 | blanking panel |  | APC | NetShelter | AR8101BLK-8U | APC972 |  |  |  | Sep 23 2014 7:26PM
San Jose | San Jose -> ETSR2 ZONE 2 -> ROW A -> Z2.A.03 | Z2.A.03 | InOutPlug#2 | ETSR2-Z2A03-PDUA |  | Raritan Computer | Dominion PX | PX-5522 | RCI293 | PXR9850011 |  | 10.4.189.97 | Oct 7 2014 7:14PM
San Jose | San Jose -> ETSR2 ZONE 2 -> ROW A -> Z2.A.03 | Z2.A.03 | InOutPlug#1 | ETSR2-Z2A03-PDUB |  | Raritan Computer | Dominion PX | PX-5522 | RCI293 | PXR9C50017 |  | 10.4.189.98 | Oct 7 2014 7:14PM
San Jose | San Jose -> ETSR2 ZONE 2 -> ROW A -> Z2.A.03 | Z2.A.03 | RU#50 | SNJSESR2-DMZTORSB |  | Juniper Networks | EX Series | EX4500-40F-VC1-BF | JNPR482 | DEO210267261 |  |  | Feb 13 2015 5:15PM
San Jose | San Jose -> ETSR2 ZONE 2 -> ROW A -> Z2.A.03 | Z2.A.03 | RU#46 | blanking panel |  | APC | NetShelter | AR8101BLK-4U | APC971 |  |  |  | Apr 17 2015 5:32PM
San Jose | San Jose -> ETSR2 ZONE 2 -> ROW A -> Z2.A.03 | Z2.A.03 | RU#44 | blanking panel |  | APC | NetShelter | AR8101BLK-2U | APC970 |  |  |  | Apr 17 2015 5:32PM
San Jose | San Jose -> ETSR2 ZONE 2 -> ROW A -> Z2.A.03 | Z2.A.03 | RU#34 | SJ1HCA013 | SERVER SERVICES | Hewlett-Packard | C-Class | 412152-B21 | HEPA586 | USE249NARP | 3119442 | 10.4.64.50/10.4.64.51 | Aug 1 2014 5:39PM
San Jose | San Jose -> ETSR2 ZONE 2 -> ROW A -> Z2.A.03 | Z2.A.03 | RU#24 | SJ1HCA017 | SERVER SERVICES | Hewlett-Packard | C-Class | 412152-B21 | HEPA586 | USE345KJMF |  | 10.4.64.50/10.4.64.51 | Aug 1 2014 5:39PM
San Jose | San Jose -> ETSR2 ZONE 2 -> ROW A -> Z2.A.03 | Z2.A.03 | RU#21 | blanking panel |  | APC | NetShelter | AR8101BLK-3U | APCC280 |  |  |  | Feb 13 2015 5:15PM
San Jose | San Jose -> ETSR2 ZONE 2 -> ROW A -> Z2.A.03 | Z2.A.03 | RU#17 | blanking panel |  | APC | NetShelter | AR8101BLK-4U | APC971 |  |  |  | Feb 13 2015 5:15PM
San Jose | San Jose -> ETSR2 ZONE 2 -> ROW A -> Z2.A.03 | Z2.A.03 | RU#09 | blanking panel |  | APC | NetShelter | AR8101BLK-8U | APC972 |  |  |  | Sep 23 2014 7:26PM
San Jose | San Jose -> ETSR2 ZONE 2 -> ROW A -> Z2.A.04 | Z2.A.04 | RU#01 | blanking panel |  | APC | NetShelter | AR8101BLK-8U | APC972 |  |  |  | Sep 23 2014 7:23PM
San Jose | San Jose -> ETSR2 ZONE 2 -> ROW A -> Z2.A.04 | Z2.A.04 | InOutPlug#2 | ETSR2-Z2A04-PDUA |  | Raritan Computer | Dominion PX | PX-5522 | RCI293 | PXR0350052 |  | 10.4.189.99 | Oct 7 2014 7:13PM
San Jose | San Jose -> ETSR2 ZONE 2 -> ROW A -> Z2.A.04 | Z2.A.04 | InOutPlug#1 | ETSR2-Z2A04-PDUB |  | Raritan Computer | Dominion PX | PX-5522 | RCI293 | PXR0350096 |  | 10.4.189.101 | Oct 7 2014 7:13PM
San Jose | San Jose -> ETSR2 ZONE 2 -> ROW A -> Z2.A.04 | Z2.A.04 | RU#50 | blanking panel |  | APC | NetShelter | AR8101BLK-2U | APC970 |  |  |  | Apr 17 2015 5:32PM
San Jose | San Jose -> ETSR2 ZONE 2 -> ROW A -> Z2.A.04 | Z2.A.04 | RU#46 | blanking panel |  | APC | NetShelter | AR8101BLK-4U | APC971 |  |  |  | Apr 17 2015 5:32PM
San Jose | San Jose -> ETSR2 ZONE 2 -> ROW A -> Z2.A.04 | Z2.A.04 | RU#42 | blanking panel |  | APC | NetShelter | AR8101BLK-4U | APC971 |  |  |  | Sep 23 2014 7:23PM
San Jose | San Jose -> ETSR2 ZONE 2 -> ROW A -> Z2.A.04 | Z2.A.04 | RU#38 | SJ1GVM030 A | SERVER SERVICES | IBM | xSeries | x3850 X5 | IBMM803 | 06V0957 |  |  | Aug 1 2014 5:40PM
San Jose | San Jose -> ETSR2 ZONE 2 -> ROW A -> Z2.A.04 | Z2.A.04 | RU#34 | SJ1GVM030 B | SERVER SERVICES | IBM | xSeries | x3850 X5 | IBMM803 | 06V2512 |  |  | Aug 1 2014 5:39PM
San Jose | San Jose -> ETSR2 ZONE 2 -> ROW A -> Z2.A.04 | Z2.A.04 | RU#32 | cable manager | DATA CENTER OPERATIONS | Generic Patch Panel Icons | Generic Patch Panel | 2U Cable Manager | PP196 |  |  |  | Aug 1 2014 5:39PM
San Jose | San Jose -> ETSR2 ZONE 2 -> ROW A -> Z2.A.04 | Z2.A.04 | RU#28 | SJ1GVM031 A | SERVER SERVICES | IBM | xSeries | x3850 X5 | IBMM803 | 06V2508 |  |  | Aug 1 2014 5:39PM
San Jose | San Jose -> ETSR2 ZONE 2 -> ROW A -> Z2.A.04 | Z2.A.04 | RU#24 | SJ1GVM031 B | SERVER SERVICES | IBM | xSeries | x3850 X5 | IBMM803 | 06V2513 |  |  | Aug 1 2014 5:39PM
San Jose | San Jose -> ETSR2 ZONE 2 -> ROW A -> Z2.A.04 | Z2.A.04 | RU#20 | SJ1GVM032 A | SERVER SERVICES | IBM | xSeries | x3850 X5 | IBMM803 | 06V2510 |  |  | Aug 1 2014 5:39PM
San Jose | San Jose -> ETSR2 ZONE 2 -> ROW A -> Z2.A.04 | Z2.A.04 | RU#16 | SJ1GVM032 B | SERVER SERVICES | IBM | xSeries | x3850 X5 | IBMM803 | 06T9980 |  |  | Aug 1 2014 5:39PM
San Jose | San Jose -> ETSR2 ZONE 2 -> ROW A -> Z2.A.04 | Z2.A.04 | RU#13 | blanking panel |  | APC | NetShelter | AR8101BLK-3U | APCC280 |  |  |  | Sep 23 2014 7:23PM
San Jose | San Jose -> ETSR2 ZONE 2 -> ROW A -> Z2.A.04 | Z2.A.04 | RU#09 | blanking panel |  | APC | NetShelter | AR8101BLK-4U | APC971 |  |  |  | Sep 23 2014 7:23PM
San Jose | San Jose -> ETSR2 ZONE 2 -> ROW A -> Z2.A.05 | Z2.A.05 | RU#01 | blanking panel |  | APC | NetShelter | AR8101BLK-8U | APC972 |  |  |  | Sep 23 2014 7:21PM
San Jose | San Jose -> ETSR2 ZONE 2 -> ROW A -> Z2.A.05 | Z2.A.05 | InOutPlug#2 | ETSR2-Z2A05-PDUA |  | Raritan Computer | Dominion PX | PX-5522 | RCI293 | PXR9850013 |  | 10.4.189.102 | Oct 7 2014 7:11PM
San Jose | San Jose -> ETSR2 ZONE 2 -> ROW A -> Z2.A.05 | Z2.A.05 | InOutPlug#1 | ETSR2-Z2A05-PDUB |  | Raritan Computer | Dominion PX | PX-5522 | RCI293 | PXR9850009 |  | 10.4.189.103 | Oct 7 2014 7:11PM
San Jose | San Jose -> ETSR2 ZONE 2 -> ROW A -> Z2.A.05 | Z2.A.05 | RU#51 | SNJSESR2-DMZTORSC | NETWORK SERVICES | Juniper Networks | EX Series | EX 4200-48T | JUNP617 | DE0210267250 |  |  | Aug 1 2014 5:40PM
San Jose | San Jose -> ETSR2 ZONE 2 -> ROW A -> Z2.A.05 | Z2.A.05 | RU#50 | blanking panel |  | APC | NetShelter | AR8101BLK-1U | APC969 |  |  |  | Apr 17 2015 5:32PM
San Jose | San Jose -> ETSR2 ZONE 2 -> ROW A -> Z2.A.05 | Z2.A.05 | RU#46 | blanking panel |  | APC | NetShelter | AR8101BLK-4U | APC971 |  |  |  | Apr 17 2015 5:32PM
San Jose | San Jose -> ETSR2 ZONE 2 -> ROW A -> Z2.A.05 | Z2.A.05 | RU#45 | blanking panel |  | APC | NetShelter | AR8101BLK-1U | APC969 |  |  |  | Apr 17 2015 5:32PM
San Jose | San Jose -> ETSR2 ZONE 2 -> ROW A -> Z2.A.05 | Z2.A.05 | RU#44 | SJ1IBMSW3 | SERVER SERVICES | IBM | SAN Switch | SAN32B-2 | IBMN782 | 23A8328 |  |  | Aug 1 2014 5:40PM
San Jose | San Jose -> ETSR2 ZONE 2 -> ROW A -> Z2.A.05 | Z2.A.05 | RU#43 | cable manager | DATA CENTER OPERATIONS | Generic Patch Panel Icons | Generic Patch Panel | 1U Cable Manager | PP195 |  |  |  | Aug 1 2014 5:40PM
San Jose | San Jose -> ETSR2 ZONE 2 -> ROW A -> Z2.A.05 | Z2.A.05 | RU#42 | SJ1IBMSW4 | SERVER SERVICES | IBM | SAN Switch | SAN32B-2 | IBMN782 | 23A8335 |  |  | Aug 1 2014 5:40PM
San Jose | San Jose -> ETSR2 ZONE 2 -> ROW A -> Z2.A.05 | Z2.A.05 | RU#38 | SJ1GVM033 A | SERVER SERVICES | IBM | xSeries | x3850 X5 | IBMM803 | 06V2507 |  |  | Aug 1 2014 5:40PM
San Jose | San Jose -> ETSR2 ZONE 2 -> ROW A -> Z2.A.05 | Z2.A.05 | RU#34 | SJ1GVM033 B | SERVER SERVICES | IBM | xSeries | x3850 X5 | IBMM803 | 06V0037 |  |  | Aug 1 2014 5:40PM
San Jose | San Jose -> ETSR2 ZONE 2 -> ROW A -> Z2.A.05 | Z2.A.05 | RU#32 | cable manager | DATA CENTER OPERATIONS | Generic Patch Panel Icons | Generic Patch Panel | 2U Cable Manager | PP196 |  |  |  | Aug 1 2014 5:40PM
San Jose | San Jose -> ETSR2 ZONE 2 -> ROW A -> Z2.A.05 | Z2.A.05 | RU#28 | SJ1GVM034 A | SERVER SERVICES | IBM | xSeries | x3850 X5 | IBMM803 | 06V2511 |  |  | Aug 1 2014 5:40PM
San Jose | San Jose -> ETSR2 ZONE 2 -> ROW A -> Z2.A.05 | Z2.A.05 | RU#24 | SJ1GVM034 B | SERVER SERVICES | IBM | xSeries | x3850 X5 | IBMM803 | 06T9978 |  |  | Aug 1 2014 5:40PM
San Jose | San Jose -> ETSR2 ZONE 2 -> ROW A -> Z2.A.05 | Z2.A.05 | RU#20 | SJ1GVM035 A | SERVER SERVICES | IBM | xSeries | x3850 X5 | IBMM803 | 06V0949 |  |  | Aug 1 2014 5:40PM
San Jose | San Jose -> ETSR2 ZONE 2 -> ROW A -> Z2.A.05 | Z2.A.05 | RU#16 | SJ1GVM035 B | SERVER SERVICES | IBM | xSeries | x3850 X5 | IBMM803 | 06V2509 |  |  | Aug 1 2014 5:40PM
San Jose | San Jose -> ETSR2 ZONE 2 -> ROW A -> Z2.A.05 | Z2.A.05 | RU#13 | blanking panel |  | APC | NetShelter | AR8101BLK-3U | APCC280 |  |  |  | Sep 23 2014 7:21PM
San Jose | San Jose -> ETSR2 ZONE 2 -> ROW A -> Z2.A.05 | Z2.A.05 | RU#09 | blanking panel |  | APC | NetShelter | AR8101BLK-4U | APC971 |  |  |  | Sep 23 2014 7:21PM
San Jose | San Jose -> ETSR2 ZONE 2 -> ROW A -> Z2.A.06 | Z2.A.06 | RU#01 | blanking panel |  | APC | NetShelter | AR8101BLK-8U | APC972 |  |  |  | Sep 23 2014 7:18PM
San Jose | San Jose -> ETSR2 ZONE 2 -> ROW A -> Z2.A.06 | Z2.A.06 | InOutPlug#2 | ETSR2-Z2A06-PDUA | DATA CENTER OPERATIONS | Raritan Computer | Dominion PX | PX-5522 | RCI293 | PXR1450025 |  | 10.4.189.104 | Oct 7 2014 7:09PM
San Jose | San Jose -> ETSR2 ZONE 2 -> ROW A -> Z2.A.06 | Z2.A.06 | InOutPlug#1 | ETSR2-Z2A06-PDUB | DATA CENTER OPERATIONS | Raritan Computer | Dominion PX | PX-5522 | RCI293 | PXR0450028 |  | 10.4.189.105 | Oct 7 2014 7:09PM
San Jose | San Jose -> ETSR2 ZONE 2 -> ROW A -> Z2.A.06 | Z2.A.06 | RU#51 | SJESR2ILOA-06 | NETWORK SERVICES | Cisco Systems | Catalyst 2960 | WS-C2960-48TC-L | CICO343 | FOC1150U5FH |  |  | Aug 1 2014 5:41PM
San Jose | San Jose -> ETSR2 ZONE 2 -> ROW A -> Z2.A.06 | Z2.A.06 | RU#50 | KVMET2-4 | DATA CENTER OPERATIONS | Raritan Computer | Dominion KX II | DKX2-116 | RCI147 |  |  |  | Oct 8 2014 3:59PM
San Jose | San Jose -> ETSR2 ZONE 2 -> ROW A -> Z2.A.06 | Z2.A.06 | RU#46 | blanking panel |  | APC | NetShelter | AR8101BLK-4U | APC971 |  |  |  | Apr 17 2015 5:32PM
San Jose | San Jose -> ETSR2 ZONE 2 -> ROW A -> Z2.A.06 | Z2.A.06 | RU#44 | blanking panel |  | APC | NetShelter | AR8101BLK-2U | APC970 |  |  |  | Apr 17 2015 5:32PM
San Jose | San Jose -> ETSR2 ZONE 2 -> ROW A -> Z2.A.06 | Z2.A.06 | RU#43 | blanking panel |  | APC | NetShelter | AR8101BLK-1U | APC969 |  |  |  | Oct 8 2014 3:59PM
San Jose | San Jose -> ETSR2 ZONE 2 -> ROW A -> Z2.A.06 | Z2.A.06 | RU#42 | REMOTETRAFFIC-US2.RS | NETWORK SERVICES | Bomgar | Bomgar | B200 | BOMC001 | NNG00120310004 |  | 10.5.12.105 | Oct 8 2014 3:28PM
San Jose | San Jose -> ETSR2 ZONE 2 -> ROW A -> Z2.A.06 | Z2.A.06 | RU#38 | SJ1GVM036 A | SERVER SERVICES | IBM | xSeries | x3850 X5 | IBMM803 | 06V2506 |  |  | Aug 1 2014 5:41PM
San Jose | San Jose -> ETSR2 ZONE 2 -> ROW A -> Z2.A.06 | Z2.A.06 | RU#34 | SJ1GVM036 B | SERVER SERVICES | IBM | xSeries | x3850 X5 | IBMM803 | 06T9977 |  |  | Aug 1 2014 5:41PM
San Jose | San Jose -> ETSR2 ZONE 2 -> ROW A -> Z2.A.06 | Z2.A.06 | RU#32 | cable manager | DATA CENTER OPERATIONS | Generic Patch Panel Icons | Generic Patch Panel | 2U Cable Manager | PP196 |  |  |  | Aug 1 2014 5:41PM
San Jose | San Jose -> ETSR2 ZONE 2 -> ROW A -> Z2.A.06 | Z2.A.06 | RU#28 | SJ1GVM037 A | SERVER SERVICES | IBM | xSeries | x3850 X5 | IBMM803 | 06V0955 |  |  | Aug 1 2014 5:41PM
San Jose | San Jose -> ETSR2 ZONE 2 -> ROW A -> Z2.A.06 | Z2.A.06 | RU#24 | SJ1GVM037 B | SERVER SERVICES | IBM | xSeries | x3850 X5 | IBMM803 | 06T9976 |  |  | Aug 1 2014 5:41PM
San Jose | San Jose -> ETSR2 ZONE 2 -> ROW A -> Z2.A.06 | Z2.A.06 | RU#20 | SJ1GVM038 A | SERVER SERVICES | IBM | xSeries | x3850 X5 | IBMM803 | 06V0951 |  |  | Aug 1 2014 5:41PM
San Jose | San Jose -> ETSR2 ZONE 2 -> ROW A -> Z2.A.06 | Z2.A.06 | RU#16 | SJ1GVM038 B | SERVER SERVICES | IBM | xSeries | x3850 X5 | IBMM803 | 06T8801 |  |  | Aug 1 2014 5:41PM
San Jose | San Jose -> ETSR2 ZONE 2 -> ROW A -> Z2.A.06 | Z2.A.06 | RU#13 | blanking panel |  | APC | NetShelter | AR8101BLK-3U | APCC280 |  |  |  | Sep 23 2014 7:18PM
San Jose | San Jose -> ETSR2 ZONE 2 -> ROW A -> Z2.A.06 | Z2.A.06 | RU#09 | blanking panel |  | APC | NetShelter | AR8101BLK-4U | APC971 |  |  |  | Sep 23 2014 7:18PM
San Jose | San Jose -> ETSR2 ZONE 2 -> ROW A -> Z2.A.07 | Z2.A.07 | InOutPlug#2 | ETSR2-Z2A07-PDUA |  | Raritan Computer | Dominion PX | PX-5522 | RCI293 | PXR9C50035 |  | 10.4.189.29 | Oct 7 2014 7:08PM
San Jose | San Jose -> ETSR2 ZONE 2 -> ROW A -> Z2.A.07 | Z2.A.07 | InOutPlug#1 | ETSR2-Z2A07-PDUB |  | Raritan Computer | Dominion PX | PX-5522 | RCI293 | PXR9C50025 |  | 10.4.189.30 | Oct 7 2014 7:08PM
San Jose | San Jose -> ETSR2 ZONE 2 -> ROW A -> Z2.A.07 | Z2.A.07 | RU#51 | SNJSESR2-DMZTORSD | NETWORK SERVICES | Juniper Networks | EX Series | EX 4200-48T | JUNP617 | DE0210249420 |  |  | Aug 1 2014 5:42PM
San Jose | San Jose -> ETSR2 ZONE 2 -> ROW A -> Z2.A.07 | Z2.A.07 | RU#41 | SJCC01MA30 | STORAGE SERVICES | Hewlett-Packard | ProLiant | DL580 G7-SFF | HEPK379 | MXQ01509HB |  | 10.5.76.133 | Aug 1 2014 5:42PM
San Jose | San Jose -> ETSR2 ZONE 2 -> ROW A -> Z2.A.07 | Z2.A.07 | RU#39 | SJ1720-01-MON | STORAGE SERVICES | Dell Computer | PowerEdge R-Series | PowerEdge R720xd-2.5 Drive | DELC962 | 6XNTGX1 | 3124686 | NA | Aug 1 2014 5:42PM
San Jose | San Jose -> ETSR2 ZONE 2 -> ROW A -> Z2.A.07 | Z2.A.07 | RU#36 | SJ1UCS001 |  | Cisco Systems | UCS C-Series | UCS C220 M4 SFF | CSSY740 | FCH1949V0Y1 |  |  | Jun 24 2016 3:16PM
San Jose | San Jose -> ETSR2 ZONE 2 -> ROW A -> Z2.A.07 | Z2.A.07 | RU#35 | SJ1UCS002 |  | Cisco Systems | UCS C-Series | UCS C220 M4 SFF | CSSY740 | FCH1949V10M |  |  | Jun 24 2016 3:16PM
San Jose | San Jose -> ETSR2 ZONE 2 -> ROW A -> Z2.A.07 -> SJCC01MA30 | SJCC01MA30 | Slot#8 | HUB1063 Series 4220 |  | Hewlett-Packard | Compaq | HUB1063 Series 4220 | HEPK377 |  |  |  | Aug 1 2014 5:42PM
San Jose | San Jose -> ETSR2 ZONE 2 -> ROW A -> Z2.A.07 -> SJCC01MA30 | SJCC01MA30 | Slot#7 | HUB1063 Series 4220 |  | Hewlett-Packard | Compaq | HUB1063 Series 4220 | HEPK377 |  |  |  | Aug 1 2014 5:42PM
San Jose | San Jose -> ETSR2 ZONE 2 -> ROW A -> Z2.A.07 -> SJCC01MA30 | SJCC01MA30 | Slot#6 | HUB1063 Series 4220 |  | Hewlett-Packard | Compaq | HUB1063 Series 4220 | HEPK377 |  |  |  | Aug 1 2014 5:42PM
San Jose | San Jose -> ETSR2 ZONE 2 -> ROW A -> Z2.A.07 -> SJCC01MA30 | SJCC01MA30 | Slot#5 | HUB1063 Series 4220 |  | Hewlett-Packard | Compaq | HUB1063 Series 4220 | HEPK377 |  |  |  | Aug 1 2014 5:42PM
San Jose | San Jose -> ETSR2 ZONE 2 -> ROW A -> Z2.A.07 -> SJCC01MA30 | SJCC01MA30 | Slot#4 | HUB1063 Series 4220 |  | Hewlett-Packard | Compaq | HUB1063 Series 4220 | HEPK377 |  |  |  | Aug 1 2014 5:42PM
San Jose | San Jose -> ETSR2 ZONE 2 -> ROW A -> Z2.A.07 -> SJCC01MA30 | SJCC01MA30 | Slot#3 | HUB1063 Series 4220 |  | Hewlett-Packard | Compaq | HUB1063 Series 4220 | HEPK377 |  |  |  | Aug 1 2014 5:42PM
San Jose | San Jose -> ETSR2 ZONE 2 -> ROW A -> Z2.A.07 -> SJCC01MA30 | SJCC01MA30 | Slot#2 | HUB1063 Series 4220 |  | Hewlett-Packard | Compaq | HUB1063 Series 4220 | HEPK377 |  |  |  | Aug 1 2014 5:42PM
San Jose | San Jose -> ETSR2 ZONE 2 -> ROW A -> Z2.A.07 -> SJCC01MA30 | SJCC01MA30 | Slot#1 | HUB1063 Series 4220 |  | Hewlett-Packard | Compaq | HUB1063 Series 4220 | HEPK377 |  |  |  | Aug 1 2014 5:42PM
San Jose | San Jose -> ETSR2 ZONE 2 -> ROW A -> Z2.A.08 | Z2.A.08 | RU#01 | blanking panel | DATA CENTER OPERATIONS | APC | NetShelter | AR8101BLK-8U | APC972 |  |  |  | Aug 1 2014 5:42PM
San Jose | San Jose -> ETSR2 ZONE 2 -> ROW A -> Z2.A.08 | Z2.A.08 | InOutPlug#2 | ETSR2-Z2A08-PDUA |  | Raritan Computer | Dominion PX | PX-5522 | RCI293 | PXR9850016 |  | 10.4.189.106 | Oct 7 2014 7:06PM
San Jose | San Jose -> ETSR2 ZONE 2 -> ROW A -> Z2.A.08 | Z2.A.08 | InOutPlug#1 | ETSR2-Z2A08-PDUB |  | Raritan Computer | Dominion PX | PX-5522 | RCI293 | PXR9850020 |  | 10.4.189.107 | Oct 7 2014 7:06PM
San Jose | San Jose -> ETSR2 ZONE 2 -> ROW A -> Z2.A.08 | Z2.A.08 | RU#50 | SNJSESR2-INTRATORSA |  | Juniper Networks | EX Series | EX4500-40F-VC1-BF | JNPR482 | DE0210249439 |  |  | Feb 13 2015 5:15PM
San Jose | San Jose -> ETSR2 ZONE 2 -> ROW A -> Z2.A.08 | Z2.A.08 | RU#46 | blanking panel |  | APC | NetShelter | AR8101BLK-4U | APC971 |  |  |  | Apr 17 2015 5:32PM
San Jose | San Jose -> ETSR2 ZONE 2 -> ROW A -> Z2.A.08 | Z2.A.08 | RU#44 | blanking panel |  | APC | NetShelter | AR8101BLK-2U | APC970 |  |  |  | Apr 17 2015 5:32PM
San Jose | San Jose -> ETSR2 ZONE 2 -> ROW A -> Z2.A.08 | Z2.A.08 | RU#43 | IBMPRODSW-A | SERVER SERVICES | IBM | SAN Switch | SAN32B-2 | IBMN782 | 23A3011 |  |  | Aug 1 2014 5:43PM
San Jose | San Jose -> ETSR2 ZONE 2 -> ROW A -> Z2.A.08 | Z2.A.08 | RU#42 | cable manager | DATA CENTER OPERATIONS | Leviton Voice and Data | Versi-Duct | 491RU-HFO | LEVI913 |  |  |  | Aug 1 2014 5:43PM
San Jose | San Jose -> ETSR2 ZONE 2 -> ROW A -> Z2.A.08 | Z2.A.08 | RU#41 | IBMPRODSW-B | SERVER SERVICES | IBM | SAN Switch | SAN32B-2 | IBMN782 | 23A3006 |  |  | Aug 1 2014 5:43PM
San Jose | San Jose -> ETSR2 ZONE 2 -> ROW A -> Z2.A.08 | Z2.A.08 | RU#37 | SJ1SVM040 (#1) | SERVER SERVICES | IBM | xSeries | x3850 X5 | IBMM803 | 06E2142 |  |  | Aug 1 2014 5:43PM
San Jose | San Jose -> ETSR2 ZONE 2 -> ROW A -> Z2.A.08 | Z2.A.08 | RU#33 | SJ1SVM040 (#2) | SERVER SERVICES | IBM | xSeries | x3850 X5 | IBMM803 | 06E2138 |  |  | Aug 1 2014 5:43PM
San Jose | San Jose -> ETSR2 ZONE 2 -> ROW A -> Z2.A.08 | Z2.A.08 | RU#29 | SJ1SVM041 (#1) | SERVER SERVICES | IBM | xSeries | x3850 X5 | IBMM803 | 06E2152 |  |  | Aug 1 2014 5:42PM
San Jose | San Jose -> ETSR2 ZONE 2 -> ROW A -> Z2.A.08 | Z2.A.08 | RU#25 | SJ1SVM041 (#2) | SERVER SERVICES | IBM | xSeries | x3850 X5 | IBMM803 | 06E2123 |  |  | Aug 1 2014 5:42PM
San Jose | San Jose -> ETSR2 ZONE 2 -> ROW A -> Z2.A.08 | Z2.A.08 | RU#23 | cable manager | DATA CENTER OPERATIONS | Leviton Voice and Data | Interbay | 49253-BCM | LEVI067 |  |  |  | Aug 1 2014 5:43PM
San Jose | San Jose -> ETSR2 ZONE 2 -> ROW A -> Z2.A.08 | Z2.A.08 | RU#19 | SJ1SVM042 (#1) | SERVER SERVICES | IBM | xSeries | x3850 X5 | IBMM803 | 06E2148 |  |  | Aug 1 2014 5:42PM
San Jose | San Jose -> ETSR2 ZONE 2 -> ROW A -> Z2.A.08 | Z2.A.08 | RU#15 | SJ1SVM042 (#2) | SERVER SERVICES | IBM | xSeries | x3850 X5 | IBMM803 | 06E2171 |  |  | Aug 1 2014 5:42PM
San Jose | San Jose -> ETSR2 ZONE 2 -> ROW A -> Z2.A.08 | Z2.A.08 | RU#13 | blanking panel |  | APC | NetShelter | AR8101BLK-2U | APC970 |  |  |  | Feb 13 2015 5:15PM
San Jose | San Jose -> ETSR2 ZONE 2 -> ROW A -> Z2.A.08 | Z2.A.08 | RU#09 | blanking panel |  | APC | NetShelter | AR8101BLK-4U | APC971 |  |  |  | Sep 23 2014 7:35PM
San Jose | San Jose -> ETSR2 ZONE 2 -> ROW A -> Z2.A.09 | Z2.A.09 | RU#01 | blanking panel | DATA CENTER OPERATIONS | APC | NetShelter | AR8101BLK-8U | APC972 |  |  |  | Aug 1 2014 5:43PM
San Jose | San Jose -> ETSR2 ZONE 2 -> ROW A -> Z2.A.09 | Z2.A.09 | InOutPlug#2 | ETSR2-Z2A09-PDUA |  | Raritan Computer | Dominion PX | PX-5522 | RCI293 | PXR1650009 |  | 10.4.189.80 | Oct 7 2014 7:02PM
San Jose | San Jose -> ETSR2 ZONE 2 -> ROW A -> Z2.A.09 | Z2.A.09 | InOutPlug#1 | ETSR2-Z2A09-PDUB |  | Raritan Computer | Dominion PX | PX-5522 | RCI293 | PXR0350067 |  | 10.4.189.81 | Oct 7 2014 7:02PM
San Jose | San Jose -> ETSR2 ZONE 2 -> ROW A -> Z2.A.09 | Z2.A.09 | RU#51 | SJESR2ILOA-09 | NETWORK SERVICES | Cisco Systems | Catalyst 2960 | WS-C2960-48TC-L | CICO343 | FOC1149Z9AV |  |  | Aug 1 2014 5:44PM
San Jose | San Jose -> ETSR2 ZONE 2 -> ROW A -> Z2.A.09 | Z2.A.09 | RU#50 | blanking panel |  | APC | NetShelter | AR8101BLK-1U | APC969 |  |  |  | Apr 17 2015 5:32PM
San Jose | San Jose -> ETSR2 ZONE 2 -> ROW A -> Z2.A.09 | Z2.A.09 | RU#46 | blanking panel |  | APC | NetShelter | AR8101BLK-4U | APC971 |  |  |  | Apr 17 2015 5:32PM
San Jose | San Jose -> ETSR2 ZONE 2 -> ROW A -> Z2.A.09 | Z2.A.09 | RU#45 | blanking panel |  | APC | NetShelter | AR8101BLK-1U | APC969 |  |  |  | Apr 17 2015 5:32PM
San Jose | San Jose -> ETSR2 ZONE 2 -> ROW A -> Z2.A.09 | Z2.A.09 | RU#44 | SJ1LTM011 (REAR) | SERVER SERVICES | F5 Networks | BIG-IP | BIG-IP 3600 | F5LA208 | F5-KCRE-EVLJ | 3114786 | 10.5.64.20 | Aug 1 2014 5:43PM
San Jose | San Jose -> ETSR2 ZONE 2 -> ROW A -> Z2.A.09 | Z2.A.09 | RU#43 | SJ1LTM012 (REAR) | SERVER SERVICES | F5 Networks | BIG-IP | BIG-IP 3600 | F5LA208 | F5-BQIJ-VXGL | 3114785 | 10.5.64.21 | Aug 1 2014 5:43PM
San Jose | San Jose -> ETSR2 ZONE 2 -> ROW A -> Z2.A.09 | Z2.A.09 | RU#42 | cable manager (rear) | DATA CENTER OPERATIONS | Leviton Voice and Data | Versi-Duct | 491RU-HFO | LEVI913 |  |  |  | Aug 1 2014 5:44PM
San Jose | San Jose -> ETSR2 ZONE 2 -> ROW A -> Z2.A.09 | Z2.A.09 | RU#41 | SJ1LTM013 (REAR) | SERVER SERVICES | F5 Networks | BIG-IP | BIG-IP 3600 | F5LA208 | F5-VWCK-GMJJ | 3114440 | 10.5.64.22 | Aug 1 2014 5:43PM
San Jose | San Jose -> ETSR2 ZONE 2 -> ROW A -> Z2.A.09 | Z2.A.09 | RU#40 | SJ1LTM014 (REAR) | SERVER SERVICES | F5 Networks | BIG-IP | BIG-IP 3600 | F5LA208 | F5-GEKP-ZTYV | 3114784 | 10.5.64.23 | Aug 1 2014 5:43PM
San Jose | San Jose -> ETSR2 ZONE 2 -> ROW A -> Z2.A.09 | Z2.A.09 | RU#39 | cable manager (rear) | DATA CENTER OPERATIONS | Leviton Voice and Data | Versi-Duct | 491RU-HFO | LEVI913 |  |  |  | Aug 1 2014 5:44PM
San Jose | San Jose -> ETSR2 ZONE 2 -> ROW A -> Z2.A.09 | Z2.A.09 | RU#35 | SJ1SVM043 (#1) | SERVER SERVICES | IBM | xSeries | x3850 X5 | IBMM803 | 06E2117 |  |  | Aug 1 2014 5:44PM
San Jose | San Jose -> ETSR2 ZONE 2 -> ROW A -> Z2.A.09 | Z2.A.09 | RU#31 | SJ1SVM043 (#2) | SERVER SERVICES | IBM | xSeries | x3850 X5 | IBMM803 | 06E2118 |  |  | Aug 1 2014 5:44PM
San Jose | San Jose -> ETSR2 ZONE 2 -> ROW A -> Z2.A.09 | Z2.A.09 | RU#27 | SJ1SVM035#1 | SERVER SERVICES | IBM | xSeries | x3850 X5 | IBMM803 | 06E2126 |  |  | Aug 1 2014 5:44PM
San Jose | San Jose -> ETSR2 ZONE 2 -> ROW A -> Z2.A.09 | Z2.A.09 | RU#25 | cable manager | DATA CENTER OPERATIONS | Leviton Voice and Data | Interbay | 49253-BCM | LEVI067 |  |  |  | Aug 1 2014 5:44PM
San Jose | San Jose -> ETSR2 ZONE 2 -> ROW A -> Z2.A.09 | Z2.A.09 | RU#21 | SJ1SVM035#2 | SERVER SERVICES | IBM | xSeries | x3850 X5 | IBMM803 | 06E2112 |  |  | Aug 1 2014 5:44PM
San Jose | San Jose -> ETSR2 ZONE 2 -> ROW A -> Z2.A.09 | Z2.A.09 | RU#17 | SJ1SVM036#1 | SERVER SERVICES | IBM | xSeries | x3850 X5 | IBMM803 | 06E2128 |  |  | Aug 1 2014 5:44PM
San Jose | San Jose -> ETSR2 ZONE 2 -> ROW A -> Z2.A.09 | Z2.A.09 | RU#13 | Sj1SVM036#2 | SERVER SERVICES | IBM | xSeries | x3850 X5 | IBMM803 | 06E2135 |  |  | Aug 1 2014 5:44PM
San Jose | San Jose -> ETSR2 ZONE 2 -> ROW A -> Z2.A.09 | Z2.A.09 | RU#10 | blanking panel |  | APC | NetShelter | AR8101BLK-3U | APCC280 |  |  |  | Sep 23 2014 7:10PM
San Jose | San Jose -> ETSR2 ZONE 2 -> ROW A -> Z2.A.09 | Z2.A.09 | RU#09 | blanking panel |  | APC | NetShelter | AR8101BLK-1U | APC969 |  |  |  | Oct 8 2014 4:39PM
San Jose | San Jose -> ETSR2 ZONE 2 -> ROW A -> Z2.A.10 | Z2.A.10 | RU#01 | blanking panel | DATA CENTER OPERATIONS | APC | NetShelter | AR8101BLK-8U | APC972 |  |  |  | Aug 1 2014 5:44PM
San Jose | San Jose -> ETSR2 ZONE 2 -> ROW A -> Z2.A.10 | Z2.A.10 | InOutPlug#2 | ETSR2-Z2A10-PDUA |  | Raritan Computer | Dominion PX | PX-5522 | RCI293 | PXR9C50022 |  | 10.4.189.82 | Oct 7 2014 7:00PM
San Jose | San Jose -> ETSR2 ZONE 2 -> ROW A -> Z2.A.10 | Z2.A.10 | InOutPlug#1 | ETSR2-Z2A10-PDUB |  | Raritan Computer | Dominion PX | PX-5522 | RCI293 | PXR9C50037 |  | 10.4.189.88 | Oct 7 2014 7:00PM
San Jose | San Jose -> ETSR2 ZONE 2 -> ROW A -> Z2.A.10 | Z2.A.10 | RU#50 | SNJSESR2-INTRATORSB |  | Juniper Networks | EX Series | EX4500-40F-VC1-BF | JNPR482 | DE0215081 |  |  | Feb 13 2015 5:15PM
San Jose | San Jose -> ETSR2 ZONE 2 -> ROW A -> Z2.A.10 | Z2.A.10 | RU#46 | blanking panel |  | APC | NetShelter | AR8101BLK-4U | APC971 |  |  |  | Apr 17 2015 5:32PM
San Jose | San Jose -> ETSR2 ZONE 2 -> ROW A -> Z2.A.10 | Z2.A.10 | RU#44 | blanking panel |  | APC | NetShelter | AR8101BLK-2U | APC970 |  |  |  | Apr 17 2015 5:32PM
San Jose | San Jose -> ETSR2 ZONE 2 -> ROW A -> Z2.A.10 | Z2.A.10 | RU#43 | IBMSTAGESW-A | SERVER SERVICES | IBM | SAN Switch | SAN32B-2 | IBMN782 | 23A3061 |  |  | Aug 1 2014 5:45PM
San Jose | San Jose -> ETSR2 ZONE 2 -> ROW A -> Z2.A.10 | Z2.A.10 | RU#42 | IBMSTAGESW-B | SERVER SERVICES | IBM | SAN Switch | SAN32B-2 | IBMN782 | 23A2948 |  |  | Aug 1 2014 5:45PM
San Jose | San Jose -> ETSR2 ZONE 2 -> ROW A -> Z2.A.10 | Z2.A.10 | RU#38 | SJ1SVM037#1 | SERVER SERVICES | IBM | xSeries | x3850 X5 | IBMM803 | 06E2139 |  |  | Aug 1 2014 5:45PM
San Jose | San Jose -> ETSR2 ZONE 2 -> ROW A -> Z2.A.10 | Z2.A.10 | RU#34 | SJ1SVM037#2 | SERVER SERVICES | IBM | xSeries | x3850 X5 | IBMM803 | 06E2134 |  |  | Aug 1 2014 5:45PM
San Jose | San Jose -> ETSR2 ZONE 2 -> ROW A -> Z2.A.10 | Z2.A.10 | RU#30 | SJ1SVM038#1 | SERVER SERVICES | IBM | xSeries | x3850 X5 | IBMM803 | 06E2120 |  |  | Aug 1 2014 5:45PM
San Jose | San Jose -> ETSR2 ZONE 2 -> ROW A -> Z2.A.10 | Z2.A.10 | RU#26 | SJ1SVM038#2 | SERVER SERVICES | IBM | xSeries | x3850 X5 | IBMM803 | 06E2124 |  |  | Aug 1 2014 5:45PM
San Jose | San Jose -> ETSR2 ZONE 2 -> ROW A -> Z2.A.10 | Z2.A.10 | RU#24 | cable manager | DATA CENTER OPERATIONS | Leviton Voice and Data | Interbay | 49253-BCM | LEVI067 |  |  |  | Aug 1 2014 5:45PM
San Jose | San Jose -> ETSR2 ZONE 2 -> ROW A -> Z2.A.10 | Z2.A.10 | RU#20 | SJ1SVM045#1 | SERVER SERVICES | IBM | xSeries | x3850 X5 | IBMM803 | 06E2125 |  |  | Aug 1 2014 5:44PM
San Jose | San Jose -> ETSR2 ZONE 2 -> ROW A -> Z2.A.10 | Z2.A.10 | RU#16 | SJ1SVM045#2 | SERVER SERVICES | IBM | xSeries | x3850 X5 | IBMM803 | 06E2129 |  |  | Aug 1 2014 5:44PM
San Jose | San Jose -> ETSR2 ZONE 2 -> ROW A -> Z2.A.10 | Z2.A.10 | RU#14 | blanking panel |  | APC | NetShelter | AR8101BLK-2U | APC970 |  |  |  | Feb 13 2015 5:15PM
San Jose | San Jose -> ETSR2 ZONE 2 -> ROW A -> Z2.A.10 | Z2.A.10 | RU#10 | blanking panel |  | APC | NetShelter | AR8101BLK-4U | APC971 |  |  |  | Sep 23 2014 7:08PM
San Jose | San Jose -> ETSR2 ZONE 2 -> ROW A -> Z2.A.10 | Z2.A.10 | RU#09 | blanking panel |  | APC | NetShelter | AR8101BLK-1U | APC969 |  |  |  | Oct 8 2014 4:54PM
San Jose | San Jose -> ETSR2 ZONE 2 -> ROW A -> Z2.A.11 | Z2.A.11 | RU#01 | blanking panel | DATA CENTER OPERATIONS | APC | NetShelter | AR8101BLK-8U | APC972 |  |  |  | Aug 1 2014 5:45PM
San Jose | San Jose -> ETSR2 ZONE 2 -> ROW A -> Z2.A.11 | Z2.A.11 | RU#51 | SJESR2ILOA-12 | NETWORK SERVICES | Cisco Systems | Catalyst 2960 | WS-C2960-48TC-L | CICO343 | FOC1149W3EM |  |  | Aug 1 2014 5:46PM
San Jose | San Jose -> ETSR2 ZONE 2 -> ROW A -> Z2.A.11 | Z2.A.11 | RU#50 | SNJSESR2-ADMSA | NETWORK SERVICES | Juniper Networks | EX Series | EX2200-48T-4G | JUNP900 | CU0211450997 |  | 10.5.64.16 | Aug 1 2014 5:46PM
San Jose | San Jose -> ETSR2 ZONE 2 -> ROW A -> Z2.A.11 | Z2.A.11 | RU#46 | blanking panel |  | APC | NetShelter | AR8101BLK-4U | APC971 |  |  |  | Apr 17 2015 5:32PM
San Jose | San Jose -> ETSR2 ZONE 2 -> ROW A -> Z2.A.11 | Z2.A.11 | RU#44 | blanking panel |  | APC | NetShelter | AR8101BLK-2U | APC970 |  |  |  | Apr 17 2015 5:32PM
San Jose | San Jose -> ETSR2 ZONE 2 -> ROW A -> Z2.A.11 | Z2.A.11 | RU#43 | blanking panel |  | APC | NetShelter | AR8101BLK-1U | APC969 |  |  |  | Oct 8 2014 5:08PM
San Jose | San Jose -> ETSR2 ZONE 2 -> ROW A -> Z2.A.11 | Z2.A.11 | RU#39 | SJ1IBP009 (#1) | SERVER SERVICES | IBM | Power 7 Series | 9117-MMB | IBMM813 | 00000DBJX452 | 13000878 |  | Aug 1 2014 5:46PM
San Jose | San Jose -> ETSR2 ZONE 2 -> ROW A -> Z2.A.11 | Z2.A.11 | RU#35 | SJ1IBP009 (#2) | SERVER SERVICES | IBM | Power 7 Series | 9117-MMB | IBMM813 | 00000DBJX450 |  |  | Aug 1 2014 5:46PM
San Jose | San Jose -> ETSR2 ZONE 2 -> ROW A -> Z2.A.11 | Z2.A.11 | RU#31 | SJ1IBP009 (#3) | SERVER SERVICES | IBM | Power 7 Series | 9117-MMB | IBMM813 | 00000DBJX458 |  |  | Aug 1 2014 5:46PM
San Jose | San Jose -> ETSR2 ZONE 2 -> ROW A -> Z2.A.11 | Z2.A.11 | RU#27 | SJ1IBP009 (#4) | SERVER SERVICES | IBM | Power 7 Series | 9117-MMB | IBMM813 | 00000DBJX521 |  |  | Aug 1 2014 5:46PM
San Jose | San Jose -> ETSR2 ZONE 2 -> ROW A -> Z2.A.11 | Z2.A.11 | RU#26 | blanking panel |  | APC | NetShelter | AR8101BLK-1U | APC969 |  |  |  | Sep 23 2014 7:05PM
San Jose | San Jose -> ETSR2 ZONE 2 -> ROW A -> Z2.A.11 | Z2.A.11 | RU#24 | ETSR2-Z2A11-PDUA | DATA CENTER OPERATIONS | Raritan Computer | Dominion PX | PX-5273 | RCI300 | PL80C50005 |  | 10.4.189.89 | Aug 1 2014 5:46PM
San Jose | San Jose -> ETSR2 ZONE 2 -> ROW A -> Z2.A.11 | Z2.A.11 | RU#22 | ETSR2-Z2A11-PDUB | DATA CENTER OPERATIONS | Raritan Computer | Dominion PX | PX-5273 | RCI300 | PL80C50009 |  | 10.4.189.90 | Aug 1 2014 5:46PM
San Jose | San Jose -> ETSR2 ZONE 2 -> ROW A -> Z2.A.11 | Z2.A.11 | RU#21 | blanking panel |  | APC | NetShelter | AR8101BLK-1U | APC969 |  |  |  | Sep 23 2014 7:05PM
San Jose | San Jose -> ETSR2 ZONE 2 -> ROW A -> Z2.A.11 | Z2.A.11 | RU#17 | SJ1SVM046#1 | SERVER SERVICES | IBM | xSeries | x3850 X5 | IBMM803 | 06E2154 |  |  | Aug 1 2014 5:45PM
San Jose | San Jose -> ETSR2 ZONE 2 -> ROW A -> Z2.A.11 | Z2.A.11 | RU#13 | SJ1SVM046#2 | SERVER SERVICES | IBM | xSeries | x3850 X5 | IBMM803 | 06E2131 |  |  | Aug 1 2014 5:45PM
San Jose | San Jose -> ETSR2 ZONE 2 -> ROW A -> Z2.A.11 | Z2.A.11 | RU#11 | blanking panel |  | APC | NetShelter | AR8101BLK-2U | APC970 |  |  |  | Sep 23 2014 7:05PM
San Jose | San Jose -> ETSR2 ZONE 2 -> ROW A -> Z2.A.11 | Z2.A.11 | RU#09 | blanking panel |  | APC | NetShelter | AR8101BLK-2U | APC970 |  |  |  | Oct 8 2014 5:08PM
San Jose | San Jose -> ETSR2 ZONE 2 -> ROW A -> Z2.A.12 | Z2.A.12 | RU#01 | blanking panel | DATA CENTER OPERATIONS | APC | NetShelter | AR8101BLK-8U | APC972 |  |  |  | Aug 1 2014 5:47PM
San Jose | San Jose -> ETSR2 ZONE 2 -> ROW A -> Z2.A.12 | Z2.A.12 | RU#51 | SNJSESR2-INTRATORSC | NETWORK SERVICES | Juniper Networks | EX Series | EX 4200-48T | JUNP617 | DE0210267267 |  |  | Oct 8 2014 5:30PM
San Jose | San Jose -> ETSR2 ZONE 2 -> ROW A -> Z2.A.12 | Z2.A.12 | RU#50 | blanking panel |  | APC | NetShelter | AR8101BLK-1U | APC969 |  |  |  | Apr 17 2015 5:32PM
San Jose | San Jose -> ETSR2 ZONE 2 -> ROW A -> Z2.A.12 | Z2.A.12 | RU#46 | blanking panel |  | APC | NetShelter | AR8101BLK-4U | APC971 |  |  |  | Apr 17 2015 5:32PM
San Jose | San Jose -> ETSR2 ZONE 2 -> ROW A -> Z2.A.12 | Z2.A.12 | RU#45 | blanking panel |  | APC | NetShelter | AR8101BLK-1U | APC969 |  |  |  | Apr 17 2015 5:32PM
San Jose | San Jose -> ETSR2 ZONE 2 -> ROW A -> Z2.A.12 | Z2.A.12 | RU#44 | blanking panel |  | APC | NetShelter | AR8101BLK-1U | APC969 |  |  |  | Oct 8 2014 5:30PM
San Jose | San Jose -> ETSR2 ZONE 2 -> ROW A -> Z2.A.12 | Z2.A.12 | RU#40 | SJ1IBP008 (#1) |  | IBM | Power 7 Series | 9117-MMB | IBMM813 | 00000DBJS105, 10646FR | 13000877 |  | Oct 8 2014 5:30PM
San Jose | San Jose -> ETSR2 ZONE 2 -> ROW A -> Z2.A.12 | Z2.A.12 | RU#36 | SJ1IBP008 (#2) |  | IBM | Power 7 Series | 9117-MMB | IBMM813 | 00000DBJX449 |  |  | Oct 8 2014 5:30PM
San Jose | San Jose -> ETSR2 ZONE 2 -> ROW A -> Z2.A.12 | Z2.A.12 | RU#32 | SJ1IBP008 (#3) |  | IBM | Power 7 Series | 9117-MMB | IBMM813 | 00000DBJR327 |  |  | Oct 8 2014 5:30PM
San Jose | San Jose -> ETSR2 ZONE 2 -> ROW A -> Z2.A.12 | Z2.A.12 | RU#28 | SJ1IBP008 (#4) |  | IBM | Power 7 Series | 9117-MMB | IBMM813 | 00000DBJX448 |  |  | Oct 8 2014 5:30PM
San Jose | San Jose -> ETSR2 ZONE 2 -> ROW A -> Z2.A.12 | Z2.A.12 | RU#24 | SJ1SVM013 (#1) |  | IBM | xSeries | x3850 X5 | IBMM803 | 06EZ144 |  |  | Oct 8 2014 5:30PM
San Jose | San Jose -> ETSR2 ZONE 2 -> ROW A -> Z2.A.12 | Z2.A.12 | RU#20 | SJ1SVM013 (#2) |  | IBM | xSeries | x3850 X5 | IBMM803 | 06EZ122 |  |  | Oct 8 2014 5:30PM
San Jose | San Jose -> ETSR2 ZONE 2 -> ROW A -> Z2.A.12 | Z2.A.12 | RU#18 | ETSR2-Z2A12-PDUA | DATA CENTER OPERATIONS | Raritan Computer | Dominion PX | PX-5273 | RCI300 | PL80C50002 |  | 10.4.189.135 | Oct 7 2014 6:56PM
San Jose | San Jose -> ETSR2 ZONE 2 -> ROW A -> Z2.A.12 | Z2.A.12 | RU#16 | ETSR2-Z2A12-PDUB | DATA CENTER OPERATIONS | Raritan Computer | Dominion PX | PX-5273 | RCI300 | PL80C50004 |  | 10.4.189.141 | Oct 7 2014 6:56PM
San Jose | San Jose -> ETSR2 ZONE 2 -> ROW A -> Z2.A.12 | Z2.A.12 | RU#13 | blanking panel |  | APC | NetShelter | AR8101BLK-3U | APCC280 |  |  |  | Oct 8 2014 5:30PM
San Jose | San Jose -> ETSR2 ZONE 2 -> ROW A -> Z2.A.12 | Z2.A.12 | RU#09 | blanking panel |  | APC | NetShelter | AR8101BLK-4U | APC971 |  |  |  | Oct 8 2014 5:30PM
San Jose | San Jose -> ETSR2 ZONE 2 -> ROW A -> Z2.A.13 | Z2.A.13 | RU#01 | blanking panel |  | APC | NetShelter | AR8101BLK-8U | APC972 |  |  |  | Aug 6 2014 5:01PM
San Jose | San Jose -> ETSR2 ZONE 2 -> ROW A -> Z2.A.13 | Z2.A.13 | RU#51 | CONET2-7 | DATA CENTER OPERATIONS | Cyclades | AlterPath | ACS48 | CYCL017 |  |  |  | Aug 6 2014 5:02PM
San Jose | San Jose -> ETSR2 ZONE 2 -> ROW A -> Z2.A.13 | Z2.A.13 | RU#50 | blanking panel |  | APC | NetShelter | AR8101BLK-1U | APC969 |  |  |  | Apr 17 2015 5:32PM
San Jose | San Jose -> ETSR2 ZONE 2 -> ROW A -> Z2.A.13 | Z2.A.13 | RU#46 | blanking panel |  | APC | NetShelter | AR8101BLK-4U | APC971 |  |  |  | Apr 17 2015 5:32PM
San Jose | San Jose -> ETSR2 ZONE 2 -> ROW A -> Z2.A.13 | Z2.A.13 | RU#45 | blanking panel |  | APC | NetShelter | AR8101BLK-1U | APC969 |  |  |  | Apr 17 2015 5:32PM
San Jose | San Jose -> ETSR2 ZONE 2 -> ROW A -> Z2.A.13 | Z2.A.13 | RU#43 | blanking panel |  | APC | NetShelter | AR8101BLK-2U | APC970 |  |  |  | Aug 6 2014 5:01PM
San Jose | San Jose -> ETSR2 ZONE 2 -> ROW A -> Z2.A.13 | Z2.A.13 | RU#39 | SJ1IBP001 (#1) |  | IBM | Power 7 Series | 9117-MMB | IBMM813 | 1024B5P |  |  | Aug 6 2014 5:02PM
San Jose | San Jose -> ETSR2 ZONE 2 -> ROW A -> Z2.A.13 | Z2.A.13 | RU#35 | SJ1IBP001 (#2) |  | IBM | Power 7 Series | 9117-MMB | IBMM813 | 00000DBJ3675 |  |  | Aug 6 2014 5:01PM
San Jose | San Jose -> ETSR2 ZONE 2 -> ROW A -> Z2.A.13 | Z2.A.13 | RU#31 | SJ1IBP001 (#3) |  | IBM | Power 7 Series | 9117-MMB | IBMM813 | 00000DBJ3679 |  |  | Aug 6 2014 5:01PM
San Jose | San Jose -> ETSR2 ZONE 2 -> ROW A -> Z2.A.13 | Z2.A.13 | RU#27 | SJ1IBP001 (#4) |  | IBM | Power 7 Series | 9117-MMB | IBMM813 | 00000DBJ3680 |  |  | Aug 6 2014 5:01PM
San Jose | San Jose -> ETSR2 ZONE 2 -> ROW A -> Z2.A.13 | Z2.A.13 | RU#25 | ETSR2-Z2A13-PDUA | DATA CENTER OPERATIONS | Raritan Computer | Dominion PX | PX-5273 | RCI300 | PL80740003 |  | 10.4.189.142 | Aug 6 2014 5:02PM
San Jose | San Jose -> ETSR2 ZONE 2 -> ROW A -> Z2.A.13 | Z2.A.13 | RU#23 | ETSR2-Z2A13-PDUB | DATA CENTER OPERATIONS | Raritan Computer | Dominion PX | PX-5273 | RCI300 | PL80740006 |  | 10.4.189.143 | Aug 6 2014 5:02PM
San Jose | San Jose -> ETSR2 ZONE 2 -> ROW A -> Z2.A.13 | Z2.A.13 | RU#19 | SJ1SVM039 (#1) |  | IBM | xSeries | x3850 X5 | IBMM803 | 06E2146 |  |  | Aug 6 2014 5:01PM
San Jose | San Jose -> ETSR2 ZONE 2 -> ROW A -> Z2.A.13 | Z2.A.13 | RU#15 | SJ1SVM039 (#2) |  | IBM | xSeries | x3850 X5 | IBMM803 | 06E2121 |  |  | Aug 6 2014 5:01PM
San Jose | San Jose -> ETSR2 ZONE 2 -> ROW A -> Z2.A.13 | Z2.A.13 | RU#13 | blanking panel |  | APC | NetShelter | AR8101BLK-2U | APC970 |  |  |  | Aug 6 2014 5:01PM
San Jose | San Jose -> ETSR2 ZONE 2 -> ROW A -> Z2.A.13 | Z2.A.13 | RU#09 | blanking panel |  | APC | NetShelter | AR8101BLK-4U | APC971 |  |  |  | Aug 6 2014 5:01PM
San Jose | San Jose -> ETSR2 ZONE 2 -> ROW A -> Z2.A.14 | Z2.A.14 | RU#01 | blanking panel |  | APC | NetShelter | AR8101BLK-8U | APC972 |  |  |  | Aug 6 2014 5:02PM
San Jose | San Jose -> ETSR2 ZONE 2 -> ROW A -> Z2.A.14 | Z2.A.14 | RU#50 | SNJSESR2-INTRATORSF | NETWORK SERVICES | Juniper Networks | EX Series | EX4500 | JUNP757 | GG0211471503 | 3115630 | 10.5.64.9 | Aug 6 2014 5:03PM
San Jose | San Jose -> ETSR2 ZONE 2 -> ROW A -> Z2.A.14 | Z2.A.14 | RU#49 | SNJSESR2-INTRATORSD |  | Juniper Networks | EX Series | EX 4200-48T | JUNP617 | DEO210267255 |  |  | Aug 6 2014 5:03PM
San Jose | San Jose -> ETSR2 ZONE 2 -> ROW A -> Z2.A.14 | Z2.A.14 | RU#46 | blanking panel |  | APC | NetShelter | AR8101BLK-3U | APCC280 |  |  |  | Apr 17 2015 5:32PM
San Jose | San Jose -> ETSR2 ZONE 2 -> ROW A -> Z2.A.14 | Z2.A.14 | RU#43 | blanking panel |  | APC | NetShelter | AR8101BLK-3U | APCC280 |  |  |  | Apr 17 2015 5:32PM
San Jose | San Jose -> ETSR2 ZONE 2 -> ROW A -> Z2.A.14 | Z2.A.14 | RU#39 | SJ2IBP002 (#1) |  | IBM | Power 7 Series | 9117-MMB | IBMM813 | 1024B9P, 00000DBJ3231 |  |  | Aug 6 2014 5:03PM
San Jose | San Jose -> ETSR2 ZONE 2 -> ROW A -> Z2.A.14 | Z2.A.14 | RU#35 | SJ2IBP002 (#2) |  | IBM | Power 7 Series | 9117-MMB | IBMM813 | 00000DBJ2405 |  |  | Aug 6 2014 5:03PM
San Jose | San Jose -> ETSR2 ZONE 2 -> ROW A -> Z2.A.14 | Z2.A.14 | RU#31 | SJ2IBP002 (#3) |  | IBM | Power 7 Series | 9117-MMB | IBMM813 | 00000DBJ3775 |  |  | Aug 6 2014 5:02PM
San Jose | San Jose -> ETSR2 ZONE 2 -> ROW A -> Z2.A.14 | Z2.A.14 | RU#27 | SJ2IBP002 (#4) |  | IBM | Power 7 Series | 9117-MMB | IBMM813 | 00000DBJ2902 |  |  | Aug 6 2014 5:02PM
San Jose | San Jose -> ETSR2 ZONE 2 -> ROW A -> Z2.A.14 | Z2.A.14 | RU#25 | ETSR2-Z2A14-PDUA | DATA CENTER OPERATIONS | Raritan Computer | Dominion PX | PX-5273 | RCI300 | PL80740004 |  | 10.4.189.144 | Aug 6 2014 5:03PM
San Jose | San Jose -> ETSR2 ZONE 2 -> ROW A -> Z2.A.14 | Z2.A.14 | RU#23 | ETSR2-Z2A14-PDUB | DATA CENTER OPERATIONS | Raritan Computer | Dominion PX | PX-5273 | RCI300 |  |  |  | Aug 6 2014 5:03PM
San Jose | San Jose -> ETSR2 ZONE 2 -> ROW A -> Z2.A.14 | Z2.A.14 | RU#19 | SJ1SVM044 (#1) |  | IBM | xSeries | x3850 X5 | IBMM803 | 06E2119 |  |  | Aug 6 2014 5:02PM
San Jose | San Jose -> ETSR2 ZONE 2 -> ROW A -> Z2.A.14 | Z2.A.14 | RU#15 | SJ1SVM044 (#2) |  | IBM | xSeries | x3850 X5 | IBMM803 | 06E2133 |  |  | Aug 6 2014 5:02PM
San Jose | San Jose -> ETSR2 ZONE 2 -> ROW A -> Z2.A.14 | Z2.A.14 | RU#13 | blanking panel |  | APC | NetShelter | AR8101BLK-2U | APC970 |  |  |  | Oct 9 2014 3:43PM
San Jose | San Jose -> ETSR2 ZONE 2 -> ROW A -> Z2.A.14 | Z2.A.14 | RU#09 | blanking panel |  | APC | NetShelter | AR8101BLK-4U | APC971 |  |  |  | Aug 6 2014 5:02PM
San Jose | San Jose -> ETSR2 ZONE 2 -> ROW B -> Z2.B.01 | Z2.B.01 | RU#01 | blanking panel |  | APC | NetShelter | AR8101BLK-8U | APC972 |  |  |  | Aug 6 2014 5:27PM
San Jose | San Jose -> ETSR2 ZONE 2 -> ROW B -> Z2.B.01 | Z2.B.01 | RU#50 | SNJSESR2-INTRATORSE | NETWORK SERVICES | Juniper Networks | EX Series | EX4500 | JUNP757 | GG0211471469 |  | 10.5.64.8 | Aug 6 2014 5:29PM
San Jose | San Jose -> ETSR2 ZONE 2 -> ROW B -> Z2.B.01 | Z2.B.01 | RU#46 | blanking panel |  | APC | NetShelter | AR8101BLK-4U | APC971 |  |  |  | Apr 17 2015 6:24PM
San Jose | San Jose -> ETSR2 ZONE 2 -> ROW B -> Z2.B.01 | Z2.B.01 | RU#45 | blanking panel |  | APC | NetShelter | AR8101BLK-1U | APC969 |  |  |  | Aug 6 2014 5:27PM
San Jose | San Jose -> ETSR2 ZONE 2 -> ROW B -> Z2.B.01 | Z2.B.01 | RU#43 | blanking panel |  | APC | NetShelter | AR8101BLK-2U | APC970 |  |  |  | Apr 17 2015 6:24PM
San Jose | San Jose -> ETSR2 ZONE 2 -> ROW B -> Z2.B.01 | Z2.B.01 | RU#39 | SJ1IBP003 (#1) |  | IBM | Power 7 Series | 9117-MMB | IBMM813 | 1024B6P, OOOOODBJ4439 |  |  | Aug 6 2014 5:29PM
San Jose | San Jose -> ETSR2 ZONE 2 -> ROW B -> Z2.B.01 | Z2.B.01 | RU#35 | SJ1IBP003 (#2) |  | IBM | Power 7 Series | 9117-MMB | IBMM813 | 00000DBJ3681 |  |  | Aug 6 2014 5:28PM
San Jose | San Jose -> ETSR2 ZONE 2 -> ROW B -> Z2.B.01 | Z2.B.01 | RU#31 | SJ1IBP003 (#3) |  | IBM | Power 7 Series | 9117-MMB | IBMM813 | 00000DBJ4440 |  |  | Aug 6 2014 5:28PM
San Jose | San Jose -> ETSR2 ZONE 2 -> ROW B -> Z2.B.01 | Z2.B.01 | RU#27 | SJ1IBP003 (#4) |  | IBM | Power 7 Series | 9117-MMB | IBMM813 | 00000DBJ3677 |  |  | Aug 6 2014 5:28PM
San Jose | San Jose -> ETSR2 ZONE 2 -> ROW B -> Z2.B.01 | Z2.B.01 | RU#26 | blanking panel |  | APC | NetShelter | AR8101BLK-1U | APC969 |  |  |  | Aug 6 2014 5:27PM
San Jose | San Jose -> ETSR2 ZONE 2 -> ROW B -> Z2.B.01 | Z2.B.01 | RU#24 | ETSR2-Z2B01-PDUA |  | Raritan Computer | Dominion PX | PX-5273 | RCI300 | PL00740001 |  |  | Aug 6 2014 5:29PM
San Jose | San Jose -> ETSR2 ZONE 2 -> ROW B -> Z2.B.01 | Z2.B.01 | RU#22 | ETSR2-Z2B01-PDUB |  | Raritan Computer | Dominion PX | PX-5273 | RCI300 | PL80790408 |  | 10.4.189.147 | Aug 6 2014 5:29PM
San Jose | San Jose -> ETSR2 ZONE 2 -> ROW B -> Z2.B.01 | Z2.B.01 | RU#21 | blanking panel |  | APC | NetShelter | AR8101BLK-1U | APC969 |  |  |  | Aug 6 2014 5:27PM
San Jose | San Jose -> ETSR2 ZONE 2 -> ROW B -> Z2.B.01 | Z2.B.01 | RU#20 | monitor tray |  | IBM | Rack Monitor | MON-3000-Close | IBM651 |  |  |  | Aug 6 2014 5:28PM
San Jose | San Jose -> ETSR2 ZONE 2 -> ROW B -> Z2.B.01 | Z2.B.01 | RU#19 | SJ1IHA002 |  | IBM | eServer | 326m | IBMN755 | 100178C |  |  | Aug 6 2014 5:28PM
San Jose | San Jose -> ETSR2 ZONE 2 -> ROW B -> Z2.B.01 | Z2.B.01 | RU#15 | SJ1SVM047#1 |  | IBM | xSeries | x3850 X5 | IBMM803 | 06E2137 |  |  | Aug 6 2014 5:28PM
San Jose | San Jose -> ETSR2 ZONE 2 -> ROW B -> Z2.B.01 | Z2.B.01 | RU#11 | SJ1SVM047#2 |  | IBM | xSeries | x3850 X5 | IBMM803 | 06E2141 |  |  | Aug 6 2014 5:27PM
San Jose | San Jose -> ETSR2 ZONE 2 -> ROW B -> Z2.B.01 | Z2.B.01 | RU#09 | blanking panel |  | APC | NetShelter | AR8101BLK-2U | APC970 |  |  |  | Aug 6 2014 5:27PM
San Jose | San Jose -> ETSR2 ZONE 2 -> ROW B -> Z2.B.02 | Z2.B.02 | RU#01 | blanking panel |  | APC | NetShelter | AR8101BLK-8U | APC972 |  |  |  | Aug 6 2014 5:29PM
San Jose | San Jose -> ETSR2 ZONE 2 -> ROW B -> Z2.B.02 | Z2.B.02 | InOutPlug#2 | ETSR2-Z2B02-PDUA |  | Raritan Computer | Dominion PX | PX-5522 | RCI293 | PL80790406 |  | 10.4.188.33 | May 25 2016 1:14PM
San Jose | San Jose -> ETSR2 ZONE 2 -> ROW B -> Z2.B.02 | Z2.B.02 | InOutPlug#1 | ETSR2-Z2B02-PDUB |  | Raritan Computer | Dominion PX | PX-5522 | RCI293 | PL80740005 |  | 10.4.188.34 | May 25 2016 1:14PM
San Jose | San Jose -> ETSR2 ZONE 2 -> ROW B -> Z2.B.02 | Z2.B.02 | RU#50 | blanking panel |  | APC | NetShelter | AR8101BLK-2U | APC970 |  |  |  | Apr 17 2015 6:24PM
San Jose | San Jose -> ETSR2 ZONE 2 -> ROW B -> Z2.B.02 | Z2.B.02 | RU#46 | blanking panel |  | APC | NetShelter | AR8101BLK-4U | APC971 |  |  |  | Apr 17 2015 6:24PM
San Jose | San Jose -> ETSR2 ZONE 2 -> ROW B -> Z2.B.02 | Z2.B.02 | RU#45 | blanking panel |  | APC | NetShelter | AR8101BLK-1U | APC969 |  |  |  | Aug 6 2014 5:29PM
San Jose | San Jose -> ETSR2 ZONE 2 -> ROW B -> Z2.B.02 | Z2.B.02 | RU#43 | blanking panel |  | APC | NetShelter | AR8101BLK-2U | APC970 |  |  |  | Aug 6 2014 5:29PM
San Jose | San Jose -> ETSR2 ZONE 2 -> ROW B -> Z2.B.02 | Z2.B.02 | RU#39 | SJ1IBP004 (#1) |  | IBM | Power 7 Series | 9117-MMB | IBMM813 | 1024B7P, 00000DBJ4073 |  |  | Aug 6 2014 5:31PM
San Jose | San Jose -> ETSR2 ZONE 2 -> ROW B -> Z2.B.02 | Z2.B.02 | RU#35 | SJ1IBP004 (#2) |  | IBM | Power 7 Series | 9117-MMB | IBMM813 | 00000DBJ4221 |  |  | Aug 6 2014 5:30PM
San Jose | San Jose -> ETSR2 ZONE 2 -> ROW B -> Z2.B.02 | Z2.B.02 | RU#31 | SJ1IBP004 (#3) |  | IBM | Power 7 Series | 9117-MMB | IBMM813 | 00000DBJ4225 |  |  | Aug 6 2014 5:30PM
San Jose | San Jose -> ETSR2 ZONE 2 -> ROW B -> Z2.B.02 | Z2.B.02 | RU#29 | blanking panel |  | Generic Equipment Set | Panel | Blank 2U Panel | GENR260 |  |  |  | Aug 6 2014 5:30PM
San Jose | San Jose -> ETSR2 ZONE 2 -> ROW B -> Z2.B.02 | Z2.B.02 | RU#25 | SJ1IBP004 (#4) |  | IBM | Power 7 Series | 9117-MMB | IBMM813 | 00000DBJ4911 |  |  | Aug 6 2014 5:30PM
San Jose | San Jose -> ETSR2 ZONE 2 -> ROW B -> Z2.B.02 | Z2.B.02 | RU#24 | SJ1LTM005 |  | F5 Networks | BIG-IP | BIG-IP 3600 | F5LA208 | F5-IKYG-ZQNS |  | ilo=10.5.64.54, 10.5.76.5, 10.5.112.5, 10.5.74.5, 10.5.108.5 | Aug 6 2014 5:30PM
San Jose | San Jose -> ETSR2 ZONE 2 -> ROW B -> Z2.B.02 | Z2.B.02 | RU#23 | shelf1 |  | Generic Equipment Set | Shelf | 19 Inch 1U Shelf | GENR944 |  |  |  | Aug 6 2014 5:30PM
San Jose | San Jose -> ETSR2 ZONE 2 -> ROW B -> Z2.B.02 | Z2.B.02 | RU#22 | SJ1LTM006 |  | F5 Networks | BIG-IP | BIG-IP 3600 | F5LA208 | F5-HGIS-WKLB |  | ilo=10.5.64.55, 10.5.76.6, 10.5.112.6, 10.5.74.6, 10.5.108.5 | Aug 6 2014 5:29PM
San Jose | San Jose -> ETSR2 ZONE 2 -> ROW B -> Z2.B.02 | Z2.B.02 | RU#21 | shelf2 |  | Generic Equipment Set | Shelf | 19 Inch 1U Shelf | GENR944 |  |  |  | Aug 6 2014 5:30PM
San Jose | San Jose -> ETSR2 ZONE 2 -> ROW B -> Z2.B.02 | Z2.B.02 | RU#19 | ETSR2Z2B02PDUA |  | Raritan Computer | Dominion PX | PX-5273 | RCI300 |  |  |  | Oct 7 2014 7:31PM
San Jose | San Jose -> ETSR2 ZONE 2 -> ROW B -> Z2.B.02 | Z2.B.02 | RU#17 | ETSR2Z2B02PDUB |  | Raritan Computer | Dominion PX | PX-5273 | RCI300 |  |  |  | Oct 7 2014 7:31PM
San Jose | San Jose -> ETSR2 ZONE 2 -> ROW B -> Z2.B.02 | Z2.B.02 | RU#09 | blanking panel |  | APC | NetShelter | AR8101BLK-8U | APC972 |  |  |  | Aug 6 2014 5:29PM
San Jose | San Jose -> ETSR2 ZONE 2 -> ROW B -> Z2.B.03 | Z2.B.03 | RU#01 | blanking panel |  | APC | NetShelter | AR8101BLK-8U | APC972 |  |  |  | Aug 6 2014 5:31PM
San Jose | San Jose -> ETSR2 ZONE 2 -> ROW B -> Z2.B.03 | Z2.B.03 | RU#51 | SJESR2ILOB-03 |  | Cisco Systems | Catalyst 2960 | WS-C2960-48TC-L | CICO343 |  |  |  | Oct 13 2014 11:56AM
San Jose | San Jose -> ETSR2 ZONE 2 -> ROW B -> Z2.B.03 | Z2.B.03 | RU#50 | blanking panel |  | APC | NetShelter | AR8101BLK-1U | APC969 |  |  |  | Apr 17 2015 6:24PM
San Jose | San Jose -> ETSR2 ZONE 2 -> ROW B -> Z2.B.03 | Z2.B.03 | RU#46 | blanking panel |  | APC | NetShelter | AR8101BLK-4U | APC971 |  |  |  | Apr 17 2015 6:24PM
San Jose | San Jose -> ETSR2 ZONE 2 -> ROW B -> Z2.B.03 | Z2.B.03 | RU#45 | blanking panel |  | APC | NetShelter | AR8101BLK-1U | APC969 |  |  |  | Apr 17 2015 6:24PM
San Jose | San Jose -> ETSR2 ZONE 2 -> ROW B -> Z2.B.03 | Z2.B.03 | RU#43 | blanking panel |  | APC | NetShelter | AR8101BLK-2U | APC970 |  |  |  | Aug 6 2014 5:31PM
San Jose | San Jose -> ETSR2 ZONE 2 -> ROW B -> Z2.B.03 | Z2.B.03 | RU#39 | SJ1IBP005 (#1) |  | IBM | Power 7 Series | 9117-MMB | IBMM813 | 00000DBJ4072 |  |  | Aug 6 2014 5:32PM
San Jose | San Jose -> ETSR2 ZONE 2 -> ROW B -> Z2.B.03 | Z2.B.03 | RU#35 | SJ1IBP005 (#2) |  | IBM | Power 7 Series | 9117-MMB | IBMM813 | 00000DBJ2569 |  |  | Aug 6 2014 5:32PM
San Jose | San Jose -> ETSR2 ZONE 2 -> ROW B -> Z2.B.03 | Z2.B.03 | RU#31 | SJ1IBP005 (#3) |  | IBM | Power 7 Series | 9117-MMB | IBMM813 | 00000DBJ3776 |  |  | Aug 6 2014 5:31PM
San Jose | San Jose -> ETSR2 ZONE 2 -> ROW B -> Z2.B.03 | Z2.B.03 | RU#29 | blanking panel |  | Generic Equipment Set | Panel | Blank 2U Panel | GENR260 |  |  |  | Aug 6 2014 5:31PM
San Jose | San Jose -> ETSR2 ZONE 2 -> ROW B -> Z2.B.03 | Z2.B.03 | RU#25 | SJ1IBP005 (#4) |  | IBM | Power 7 Series | 9117-MMB | IBMM813 | 00000DBJ5062 |  |  | Aug 6 2014 5:31PM
San Jose | San Jose -> ETSR2 ZONE 2 -> ROW B -> Z2.B.03 | Z2.B.03 | RU#21 | blanking panel |  | APC | NetShelter | AR8101BLK-4U | APC971 |  |  |  | Oct 7 2014 7:28PM
San Jose | San Jose -> ETSR2 ZONE 2 -> ROW B -> Z2.B.03 | Z2.B.03 | RU#19 | ETSR2-Z2B03-PDUA |  | Raritan Computer | Dominion PX | PX-5273 | RCI300 | PL80790407 |  | 10.4.189.148 | Oct 7 2014 7:28PM
San Jose | San Jose -> ETSR2 ZONE 2 -> ROW B -> Z2.B.03 | Z2.B.03 | RU#17 | ETSR2-Z2B03-PDUB |  | Raritan Computer | Dominion PX | PX-5273 | RCI300 | PL80790409 |  | 10.4.189.149 | Oct 7 2014 7:28PM
San Jose | San Jose -> ETSR2 ZONE 2 -> ROW B -> Z2.B.03 | Z2.B.03 | RU#09 | blanking panel |  | APC | NetShelter | AR8101BLK-8U | APC972 |  |  |  | Aug 6 2014 5:31PM
San Jose | San Jose -> ETSR2 ZONE 2 -> ROW B -> Z2.B.04 | Z2.B.04 | RU#01 | blanking panel |  | APC | NetShelter | AR8101BLK-8U | APC972 |  |  |  | Aug 6 2014 5:32PM
San Jose | San Jose -> ETSR2 ZONE 2 -> ROW B -> Z2.B.04 | Z2.B.04 | RU#50 | blanking panel |  | APC | NetShelter | AR8101BLK-2U | APC970 |  |  |  | Apr 17 2015 6:24PM
San Jose | San Jose -> ETSR2 ZONE 2 -> ROW B -> Z2.B.04 | Z2.B.04 | RU#46 | blanking panel |  | APC | NetShelter | AR8101BLK-4U | APC971 |  |  |  | Apr 17 2015 6:24PM
San Jose | San Jose -> ETSR2 ZONE 2 -> ROW B -> Z2.B.04 | Z2.B.04 | RU#45 | blanking panel |  | APC | NetShelter | AR8101BLK-1U | APC969 |  |  |  | Aug 6 2014 5:32PM
San Jose | San Jose -> ETSR2 ZONE 2 -> ROW B -> Z2.B.04 | Z2.B.04 | RU#43 | blanking panel |  | APC | NetShelter | AR8101BLK-2U | APC970 |  |  |  | Aug 6 2014 5:32PM
San Jose | San Jose -> ETSR2 ZONE 2 -> ROW B -> Z2.B.04 | Z2.B.04 | RU#39 | SJ1IBP006 XPANSION |  | IBM | Power 7 Series | Power 750 Express | IBMM798 | FC 5877 |  | Unknown | Aug 6 2014 5:33PM
San Jose | San Jose -> ETSR2 ZONE 2 -> ROW B -> Z2.B.04 | Z2.B.04 | RU#35 | SJ1IBP006 |  | IBM | Power 7 Series | Power 750 Express | IBMM798 | 8233E8B-061D8CR |  | Unknown | Aug 6 2014 5:33PM
San Jose | San Jose -> ETSR2 ZONE 2 -> ROW B -> Z2.B.04 | Z2.B.04 | RU#33 | blanking panel |  | APC | NetShelter | AR8101BLK-2U | APC970 |  |  |  | Aug 6 2014 5:32PM
San Jose | San Jose -> ETSR2 ZONE 2 -> ROW B -> Z2.B.04 | Z2.B.04 | RU#29 | blanking panel |  | APC | NetShelter | AR8101BLK-4U | APC971 |  |  |  | Oct 7 2014 7:25PM
San Jose | San Jose -> ETSR2 ZONE 2 -> ROW B -> Z2.B.04 | Z2.B.04 | RU#27 | ETSR2-Z2B04-PDUA |  | Raritan Computer | Dominion PX | PX-5273 | RCI300 | PL80800002 |  | 10.4.189.150 | Oct 7 2014 7:25PM
San Jose | San Jose -> ETSR2 ZONE 2 -> ROW B -> Z2.B.04 | Z2.B.04 | RU#25 | ETSR2-Z2B04-PDUB |  | Raritan Computer | Dominion PX | PX-5273 | RCI300 | PL80800001 |  | 10.4.189.151 | Oct 7 2014 7:25PM
San Jose | San Jose -> ETSR2 ZONE 2 -> ROW B -> Z2.B.04 | Z2.B.04 | RU#23 | PDU1 |  | Server Technology | Sentry | C-12HD2-L630 | SERV140 |  |  |  | Aug 6 2014 5:33PM
San Jose | San Jose -> ETSR2 ZONE 2 -> ROW B -> Z2.B.04 | Z2.B.04 | RU#22 | blanking panel |  | APC | NetShelter | AR8101BLK-1U | APC969 |  |  |  | Aug 6 2014 5:32PM
San Jose | San Jose -> ETSR2 ZONE 2 -> ROW B -> Z2.B.04 | Z2.B.04 | RU#20 | blanking panel |  | APC | NetShelter | AR8101BLK-2U | APC970 |  |  |  | Aug 6 2014 5:32PM
San Jose | San Jose -> ETSR2 ZONE 2 -> ROW B -> Z2.B.04 | Z2.B.04 | RU#19 | SJ1IHA001 |  | IBM | eServer | 326m | IBMN755 | 10F118B |  |  | Aug 6 2014 5:33PM
San Jose | San Jose -> ETSR2 ZONE 2 -> ROW B -> Z2.B.04 | Z2.B.04 | RU#16 | SJC-NONPRODFW1 |  | Juniper Networks | SRX Series | SRX1400 | JUNP805 | BH1012AA0011 | 3116229 |  | Aug 6 2014 5:33PM
San Jose | San Jose -> ETSR2 ZONE 2 -> ROW B -> Z2.B.04 | Z2.B.04 | RU#13 | SJC-NONPRODFW2 |  | Juniper Networks | SRX Series | SRX1400 | JUNP805 | BH1012AA0018 |  |  | Aug 6 2014 5:33PM
San Jose | San Jose -> ETSR2 ZONE 2 -> ROW B -> Z2.B.04 | Z2.B.04 | RU#09 | blanking panel |  | APC | NetShelter | AR8101BLK-4U | APC971 |  |  |  | Aug 6 2014 5:32PM
San Jose | San Jose -> ETSR2 ZONE 2 -> ROW B -> Z2.B.05 | Z2.B.05 | RU#08 | blanking panel |  | APC | NetShelter | AR8101BLK-1U | APC969 |  |  |  | Aug 6 2014 5:33PM
San Jose | San Jose -> ETSR2 ZONE 2 -> ROW B -> Z2.B.05 | Z2.B.05 | RU#07 | SJC-ISEPSN01 |  | Cisco Systems | UCS C-Series | UCS C200 M2 | CISY954 | FCH1723V26A |  |  | Aug 6 2014 5:34PM
San Jose | San Jose -> ETSR2 ZONE 2 -> ROW B -> Z2.B.05 | Z2.B.05 | RU#06 | blanking panel |  | APC | NetShelter | AR8101BLK-1U | APC969 |  |  |  | Aug 6 2014 5:33PM
San Jose | San Jose -> ETSR2 ZONE 2 -> ROW B -> Z2.B.05 | Z2.B.05 | RU#05 | SJ1GTM002 |  | F5 Networks | BIG-IP | BIG-IP 1600 | F5LA041 | F5-MQSD-HDAV | 3110026 |  | Aug 6 2014 5:34PM
San Jose | San Jose -> ETSR2 ZONE 2 -> ROW B -> Z2.B.05 | Z2.B.05 | RU#01 | blanking panel |  | APC | NetShelter | AR8101BLK-4U | APC971 |  |  |  | Aug 6 2014 5:33PM
San Jose | San Jose -> ETSR2 ZONE 2 -> ROW B -> Z2.B.05 | Z2.B.05 | InOutPlug#2 | ETSR2-Z2B05-PDUA | DATA CENTER OPERATIONS | Raritan Computer | Dominion PX | PX-5522 | RCI293 | QB64450017 |  | 10.4.189.125 | Sep 24 2014 6:39PM
San Jose | San Jose -> ETSR2 ZONE 2 -> ROW B -> Z2.B.05 | Z2.B.05 | InOutPlug#1 | ETSR2-Z2B05-PDUB | DATA CENTER OPERATIONS | Raritan Computer | Dominion PX | PX-5522 | RCI293 | QB64450023 |  | 10.4.189.126 | Sep 24 2014 6:39PM
San Jose | San Jose -> ETSR2 ZONE 2 -> ROW B -> Z2.B.05 | Z2.B.05 | RU#50 | blanking panel |  | APC | NetShelter | AR8101BLK-2U | APC970 |  |  |  | Apr 17 2015 6:24PM
San Jose | San Jose -> ETSR2 ZONE 2 -> ROW B -> Z2.B.05 | Z2.B.05 | RU#46 | blanking panel |  | APC | NetShelter | AR8101BLK-4U | APC971 |  |  |  | Apr 17 2015 6:24PM
San Jose | San Jose -> ETSR2 ZONE 2 -> ROW B -> Z2.B.05 | Z2.B.05 | RU#44 | SJE2ZONEFW1 | Security Services | NetScreen Technologies | NetScreen-5000 Series | NetScreen-5200 | NSTI015 | 40082009000000 | 3099518, 3099268 | 10.4.180.11 | Aug 6 2014 5:36PM
San Jose | San Jose -> ETSR2 ZONE 2 -> ROW B -> Z2.B.05 | Z2.B.05 | RU#42 | SJE2ZONEFW2 | Security Services | NetScreen Technologies | NetScreen-5000 Series | NetScreen-5200 | NSTI015 | 40082009000000 | 3099518, 3099268 | 10.4.180.12 | Aug 6 2014 5:35PM
San Jose | San Jose -> ETSR2 ZONE 2 -> ROW B -> Z2.B.05 | Z2.B.05 | RU#40 | SJC-MAG | NETWORK SERVICES | Juniper Networks | M-Series | MAG6611 | JUNP923 | S0288122012000062, S0284022013000049, S0284022013000117, S0284022013000118 | 6002487 | 10.5.69.50, 10.5.69.51, 10.5.69.52 | Aug 6 2014 5:35PM
San Jose | San Jose -> ETSR2 ZONE 2 -> ROW B -> Z2.B.05 | Z2.B.05 | RU#39 | shelf |  | Generic Equipment Set | Shelf | 19 Inch 1U Shelf | GENR944 |  |  |  | Aug 6 2014 5:35PM
San Jose | San Jose -> ETSR2 ZONE 2 -> ROW B -> Z2.B.05 | Z2.B.05 | RU#34 | SJC-ESR2FWA |  | NetScreen Technologies | NetScreen-5000 Series | NetScreen-5400 | NSTI016 |  |  |  | Aug 6 2014 5:35PM
San Jose | San Jose -> ETSR2 ZONE 2 -> ROW B -> Z2.B.05 | Z2.B.05 | RU#29 | SJC-ESR2FWB |  | NetScreen Technologies | NetScreen-5000 Series | NetScreen-5400 | NSTI016 |  |  |  | Aug 6 2014 5:35PM
San Jose | San Jose -> ETSR2 ZONE 2 -> ROW B -> Z2.B.05 | Z2.B.05 | RU#28 | shelf |  | Generic Equipment Set | Shelf | 19 Inch 1U Shelf | GENR944 |  |  |  | Aug 6 2014 5:35PM
San Jose | San Jose -> ETSR2 ZONE 2 -> ROW B -> Z2.B.05 | Z2.B.05 | RU#27 | blanking panel |  | APC | NetShelter | AR8101BLK-1U | APC969 |  |  |  | Aug 6 2014 5:34PM
San Jose | San Jose -> ETSR2 ZONE 2 -> ROW B -> Z2.B.05 | Z2.B.05 | RU#26 | SJ1GTM001 |  | F5 Networks | BIG-IP | BIG-IP 3600 | F5LA208 | F5-YTAC-MKCM | 3093434 | 10.4.189.19 | Aug 6 2014 5:34PM
San Jose | San Jose -> ETSR2 ZONE 2 -> ROW B -> Z2.B.05 | Z2.B.05 | RU#25 | blanking panel |  | APC | NetShelter | AR8101BLK-1U | APC969 |  |  |  | Sep 23 2014 6:51PM
San Jose | San Jose -> ETSR2 ZONE 2 -> ROW B -> Z2.B.05 | Z2.B.05 | RU#24 | blanking panel |  | APC | NetShelter | AR8101BLK-1U | APC969 |  |  |  | Aug 6 2014 5:34PM
San Jose | San Jose -> ETSR2 ZONE 2 -> ROW B -> Z2.B.05 | Z2.B.05 | RU#22 | SJ1LTM001 |  | F5 Networks | BIG-IP | BIG-IP 8900 | F5LA048 | f5-iyqb-mybq | N/A | 10.8.189.17 | Aug 6 2014 5:34PM
San Jose | San Jose -> ETSR2 ZONE 2 -> ROW B -> Z2.B.05 | Z2.B.05 | RU#21 | shelf |  | Generic Equipment Set | Shelf | 19 Inch 1U Shelf | GENR944 |  |  |  | Aug 6 2014 5:35PM
San Jose | San Jose -> ETSR2 ZONE 2 -> ROW B -> Z2.B.05 | Z2.B.05 | RU#20 | blanking panel |  | APC | NetShelter | AR8101BLK-1U | APC969 |  |  |  | Aug 6 2014 5:33PM
San Jose | San Jose -> ETSR2 ZONE 2 -> ROW B -> Z2.B.05 | Z2.B.05 | RU#18 | SJ1LTM002 |  | F5 Networks | BIG-IP | BIG-IP 8900 | F5LA048 | F5-MWXE-BEGT | N/A | 10.4.189.18 | Aug 6 2014 5:34PM
San Jose | San Jose -> ETSR2 ZONE 2 -> ROW B -> Z2.B.05 | Z2.B.05 | RU#17 | shelf |  | Generic Equipment Set | Shelf | 19 Inch 1U Shelf | GENR944 |  |  |  | Aug 6 2014 5:34PM
San Jose | San Jose -> ETSR2 ZONE 2 -> ROW B -> Z2.B.05 | Z2.B.05 | RU#16 | blanking panel |  | APC | NetShelter | AR8101BLK-1U | APC969 |  |  |  | Aug 6 2014 5:33PM
San Jose | San Jose -> ETSR2 ZONE 2 -> ROW B -> Z2.B.05 | Z2.B.05 | RU#15 | SJ1LTM003 |  | F5 Networks | BIG-IP | BIG-IP 3600 | F5LA208 | F5-RNNI-SVGB | 3108562 | 10.4.189.20 | Aug 6 2014 5:34PM
San Jose | San Jose -> ETSR2 ZONE 2 -> ROW B -> Z2.B.05 | Z2.B.05 | RU#14 | blanking panel |  | APC | NetShelter | AR8101BLK-1U | APC969 |  |  |  | Aug 6 2014 5:33PM
San Jose | San Jose -> ETSR2 ZONE 2 -> ROW B -> Z2.B.05 | Z2.B.05 | RU#13 | SJ1LTM004 |  | F5 Networks | BIG-IP | BIG-IP 3600 | F5LA208 | F5-NOZI-UTNE | 3108562 | 10.4.189.21 | Aug 6 2014 5:34PM
San Jose | San Jose -> ETSR2 ZONE 2 -> ROW B -> Z2.B.05 | Z2.B.05 | RU#10 | blanking panel |  | APC | NetShelter | AR8101BLK-3U | APCC280 |  |  |  | Apr 21 2016 2:56PM
San Jose | San Jose -> ETSR2 ZONE 2 -> ROW B -> Z2.B.05 | Z2.B.05 | RU#09 | blanking panel |  | APC | NetShelter | AR8101BLK-1U | APC969 |  |  |  | Mar 19 2015 5:59PM
San Jose | San Jose -> ETSR2 ZONE 2 -> ROW C -> Z2.C.01(A) | Z2.C.01(A) | RU#01 | SNJSESR2-DMZCSA | NETWORK SERVICES | Juniper Networks | EX Series | EX8208 | JUNP708 |  |  |  | Oct 13 2014 3:54PM
San Jose | San Jose -> ETSR2 ZONE 2 -> ROW C -> Z2.C.01(A) | Z2.C.01(A) | RU#45 | blanking panel |  | APC | NetShelter | AR8101BLK-1U | APC969 |  |  |  | Sep 23 2014 6:46PM
San Jose | San Jose -> ETSR2 ZONE 2 -> ROW C -> Z2.C.01(A) | Z2.C.01(A) | RU#41 | patch panel |  | Generic Equipment Set | 1100CAT5 | Patch Panel 96-Port | GENR676 |  |  |  | Aug 6 2014 5:36PM
San Jose | San Jose -> ETSR2 ZONE 2 -> ROW C -> Z2.C.01(A) | Z2.C.01(A) | RU#37 | patch panel |  | Generic Equipment Set | 1100CAT5 | Patch Panel 96-Port | GENR676 |  |  |  | Aug 6 2014 5:36PM
San Jose | San Jose -> ETSR2 ZONE 2 -> ROW C -> Z2.C.01(A) | Z2.C.01(A) | RU#35 | patch panel |  | Generic Equipment Set | 1100CAT5 | Patch Panel 48-Port | GENR674 |  |  |  | Aug 6 2014 5:36PM
San Jose | San Jose -> ETSR2 ZONE 2 -> ROW C -> Z2.C.01(A) | Z2.C.01(A) | RU#33 | cable manager |  | Panduit | PatchLink | WMPF1E | PAND771 |  |  |  | Aug 6 2014 5:37PM
San Jose | San Jose -> ETSR2 ZONE 2 -> ROW C -> Z2.C.01(A) | Z2.C.01(A) | RU#31 | patch panel |  | Generic Equipment Set | 1100CAT5 | Patch Panel 48-Port | GENR674 |  |  |  | Aug 6 2014 5:36PM
San Jose | San Jose -> ETSR2 ZONE 2 -> ROW C -> Z2.C.01(A) | Z2.C.01(A) | RU#29 | cable manager |  | Panduit | PatchLink | WMPF1E | PAND771 |  |  |  | Aug 6 2014 5:37PM
San Jose | San Jose -> ETSR2 ZONE 2 -> ROW C -> Z2.C.01(A) | Z2.C.01(A) | RU#27 | patch panel |  | Generic Equipment Set | 1100CAT5 | Patch Panel 48-Port | GENR674 |  |  |  | Aug 6 2014 5:36PM
San Jose | San Jose -> ETSR2 ZONE 2 -> ROW C -> Z2.C.01(A) | Z2.C.01(A) | RU#25 | cable manager |  | Panduit | PatchLink | WMPF1E | PAND771 |  |  |  | Aug 6 2014 5:37PM
San Jose | San Jose -> ETSR2 ZONE 2 -> ROW C -> Z2.C.01(A) | Z2.C.01(A) | RU#24 | blanking panel |  | APC | NetShelter | AR8101BLK-1U | APC969 |  |  |  | Sep 23 2014 6:46PM
San Jose | San Jose -> ETSR2 ZONE 2 -> ROW C -> Z2.C.01(A) | Z2.C.01(A) | RU#20 | blanking panel |  | APC | NetShelter | AR8101BLK-4U | APC971 |  |  |  | Sep 23 2014 6:46PM
San Jose | San Jose -> ETSR2 ZONE 2 -> ROW C -> Z2.C.01(A) | Z2.C.01(A) | RU#19 | cable manager |  | Generic Patch Panel Icons | Generic Patch Panel | 1U Cable Manager | PP195 |  |  |  | Aug 6 2014 5:36PM
San Jose | San Jose -> ETSR2 ZONE 2 -> ROW C -> Z2.C.01(A) | Z2.C.01(A) | RU#18 | SJESR2ISILONSA | NETWORK SERVICES | Cisco Systems | Catalyst 4900 | WS-C4948-10GE | CISO742 | FOX1423G31Y |  |  | Aug 6 2014 5:36PM
San Jose | San Jose -> ETSR2 ZONE 2 -> ROW C -> Z2.C.01(A) | Z2.C.01(A) | RU#17 | cable manager |  | Generic Patch Panel Icons | Generic Patch Panel | 1U Cable Manager | PP195 |  |  |  | Aug 6 2014 5:36PM
San Jose | San Jose -> ETSR2 ZONE 2 -> ROW C -> Z2.C.01(A) | Z2.C.01(A) | RU#15 | blanking panel |  | APC | NetShelter | AR8101BLK-2U | APC970 |  |  |  | Oct 13 2014 3:54PM
San Jose | San Jose -> ETSR2 ZONE 2 -> ROW C -> Z2.C.01(B) | Z2.C.01(B) | RU#01 | SNJSESR2-DMZCSB | NETWORK SERVICES | Juniper Networks | EX Series | EX8208 | JUNP708 |  |  |  | Oct 13 2014 4:03PM
San Jose | San Jose -> ETSR2 ZONE 2 -> ROW C -> Z2.C.01(B) | Z2.C.01(B) | RU#45 | blanking panel |  | APC | NetShelter | AR8101BLK-1U | APC969 |  |  |  | Aug 11 2014 6:23PM
San Jose | San Jose -> ETSR2 ZONE 2 -> ROW C -> Z2.C.01(B) | Z2.C.01(B) | RU#43 | fiber patch panel |  | Panduit | OptiCom | CFAPPBL2 | PNDT099 |  |  |  | Aug 11 2014 6:22PM
San Jose | San Jose -> ETSR2 ZONE 2 -> ROW C -> Z2.C.01(B) | Z2.C.01(B) | RU#41 | fiber patch panel |  | Panduit | OptiCom | CFAPPBL2 | PNDT099 |  |  |  | Aug 11 2014 6:22PM
San Jose | San Jose -> ETSR2 ZONE 2 -> ROW C -> Z2.C.01(B) | Z2.C.01(B) | RU#39 | fiber patch panel |  | Panduit | OptiCom | CFAPPBL2 | PNDT099 |  |  |  | Aug 11 2014 6:22PM
San Jose | San Jose -> ETSR2 ZONE 2 -> ROW C -> Z2.C.01(B) | Z2.C.01(B) | RU#37 | fiber patch panel |  | Panduit | OptiCom | CFAPPBL2 | PNDT099 |  |  |  | Aug 11 2014 6:22PM
San Jose | San Jose -> ETSR2 ZONE 2 -> ROW C -> Z2.C.01(B) | Z2.C.01(B) | RU#35 | copper patch panel |  | Panduit | Data-Patch | DP48584TV25 | PAND217 |  |  |  | Aug 11 2014 6:22PM
San Jose | San Jose -> ETSR2 ZONE 2 -> ROW C -> Z2.C.01(B) | Z2.C.01(B) | RU#33 | cable manager |  | Panduit | Panel | DPFP2 | PAND040 |  |  |  | Aug 11 2014 6:22PM
San Jose | San Jose -> ETSR2 ZONE 2 -> ROW C -> Z2.C.01(B) | Z2.C.01(B) | RU#31 | copper patch panel |  | Panduit | Data-Patch | DP48584TV25 | PAND217 |  |  |  | Aug 11 2014 6:22PM
San Jose | San Jose -> ETSR2 ZONE 2 -> ROW C -> Z2.C.01(B) | Z2.C.01(B) | RU#29 | cable manager |  | Panduit | Panel | DPFP2 | PAND040 |  |  |  | Aug 11 2014 6:22PM
San Jose | San Jose -> ETSR2 ZONE 2 -> ROW C -> Z2.C.01(B) | Z2.C.01(B) | RU#28 | PDU1 |  | Cyber Switching | PS Series | PS 1420 | CYSW025 |  |  |  | Aug 11 2014 6:22PM
San Jose | San Jose -> ETSR2 ZONE 2 -> ROW C -> Z2.C.01(B) | Z2.C.01(B) | RU#27 | PDU2 |  | Cyber Switching | PS Series | PS 1420 | CYSW025 |  |  |  | Aug 11 2014 6:22PM
San Jose | San Jose -> ETSR2 ZONE 2 -> ROW C -> Z2.C.01(B) | Z2.C.01(B) | RU#26 | blanking panel |  | APC | NetShelter | AR8101BLK-1U | APC969 |  |  |  | Aug 11 2014 6:22PM
San Jose | San Jose -> ETSR2 ZONE 2 -> ROW C -> Z2.C.01(B) | Z2.C.01(B) | RU#22 | blanking panel |  | APC | NetShelter | AR8101BLK-4U | APC971 |  |  |  | Aug 11 2014 6:22PM
San Jose | San Jose -> ETSR2 ZONE 2 -> ROW C -> Z2.C.01(B) | Z2.C.01(B) | RU#19 | blanking panel |  | APC | NetShelter | AR8101BLK-3U | APCC280 |  |  |  | Oct 13 2014 4:03PM
San Jose | San Jose -> ETSR2 ZONE 2 -> ROW C -> Z2.C.01(B) | Z2.C.01(B) | RU#15 | blanking panel |  | APC | NetShelter | AR8101BLK-4U | APC971 |  |  |  | Oct 13 2014 4:03PM
San Jose | San Jose -> ETSR2 ZONE 2 -> ROW C -> Z2.C.02(A) | Z2.C.02(A) | RU#01 | SJESR2SA | NETWORK SERVICES | Cisco Systems | Catalyst 6500 | WS-C6509 | CSCA203 | SMG1204N2RJ |  | 10.31.3.19 | Aug 6 2014 5:38PM
San Jose | San Jose -> ETSR2 ZONE 2 -> ROW C -> Z2.C.02(A) | Z2.C.02(A) | RU#45 | blanking panel |  | APC | NetShelter | AR8101BLK-1U | APC969 |  |  |  | Sep 23 2014 6:42PM
San Jose | San Jose -> ETSR2 ZONE 2 -> ROW C -> Z2.C.02(A) | Z2.C.02(A) | RU#43 | patch panel |  | Generic Equipment Set | 1100CAT5 | Patch Panel 48-Port | GENR674 |  |  |  | Aug 6 2014 5:38PM
San Jose | San Jose -> ETSR2 ZONE 2 -> ROW C -> Z2.C.02(A) | Z2.C.02(A) | RU#41 | patch panel |  | Generic Equipment Set | 1100CAT5 | Patch Panel 48-Port | GENR674 |  |  |  | Aug 6 2014 5:38PM
San Jose | San Jose -> ETSR2 ZONE 2 -> ROW C -> Z2.C.02(A) | Z2.C.02(A) | RU#39 | patch panel |  | Generic Equipment Set | 1100CAT5 | Patch Panel 48-Port | GENR674 |  |  |  | Aug 6 2014 5:38PM
San Jose | San Jose -> ETSR2 ZONE 2 -> ROW C -> Z2.C.02(A) | Z2.C.02(A) | RU#37 | patch panel |  | Generic Equipment Set | 1100CAT5 | Patch Panel 48-Port | GENR674 |  |  |  | Aug 6 2014 5:38PM
San Jose | San Jose -> ETSR2 ZONE 2 -> ROW C -> Z2.C.02(A) | Z2.C.02(A) | RU#35 | patch panel |  | Generic Equipment Set | 1100CAT5 | Patch Panel 48-Port | GENR674 |  |  |  | Aug 6 2014 5:38PM
San Jose | San Jose -> ETSR2 ZONE 2 -> ROW C -> Z2.C.02(A) | Z2.C.02(A) | RU#33 | patch panel |  | Generic Equipment Set | 1100CAT5 | Patch Panel 48-Port | GENR674 |  |  |  | Aug 6 2014 5:38PM
San Jose | San Jose -> ETSR2 ZONE 2 -> ROW C -> Z2.C.02(A) | Z2.C.02(A) | RU#31 | patch panel |  | Generic Equipment Set | 1100CAT5 | Patch Panel 48-Port | GENR674 |  |  |  | Aug 6 2014 5:38PM
San Jose | San Jose -> ETSR2 ZONE 2 -> ROW C -> Z2.C.02(A) | Z2.C.02(A) | RU#29 | patch panel |  | Generic Equipment Set | 1100CAT5 | Patch Panel 48-Port | GENR674 |  |  |  | Aug 6 2014 5:38PM
San Jose | San Jose -> ETSR2 ZONE 2 -> ROW C -> Z2.C.02(A) | Z2.C.02(A) | RU#27 | patch panel |  | Generic Equipment Set | 1100CAT5 | Patch Panel 48-Port | GENR674 |  |  |  | Aug 6 2014 5:38PM
San Jose | San Jose -> ETSR2 ZONE 2 -> ROW C -> Z2.C.02(A) | Z2.C.02(A) | RU#25 | patch panel |  | Generic Equipment Set | 1100CAT5 | Patch Panel 48-Port | GENR674 |  |  |  | Aug 6 2014 5:38PM
San Jose | San Jose -> ETSR2 ZONE 2 -> ROW C -> Z2.C.02(A) | Z2.C.02(A) | RU#21 | cable manager |  | Generic Equipment Set | Panel | Blank 4U Panel | GENR262 |  |  |  | Aug 6 2014 5:38PM
San Jose | San Jose -> ETSR2 ZONE 2 -> ROW C -> Z2.C.02(A) | Z2.C.02(A) | RU#20 | blanking panel |  | APC | NetShelter | AR8101BLK-1U | APC969 |  |  |  | Sep 23 2014 6:42PM
San Jose | San Jose -> ETSR2 ZONE 2 -> ROW C -> Z2.C.02(A) | Z2.C.02(A) | RU#19 | SJESR2ILOA | NETWORK SERVICES | Cisco Systems | Catalyst 3750 | WS-C3750-24T-S | CSCA187 | FOC1143Y49L |  | 10.4.0.6 | Aug 6 2014 5:38PM
San Jose | San Jose -> ETSR2 ZONE 2 -> ROW C -> Z2.C.02(A) | Z2.C.02(A) | RU#16 | blanking panel |  | APC | NetShelter | AR8101BLK-3U | APCC280 |  |  |  | Sep 23 2014 6:42PM
San Jose | San Jose -> ETSR2 ZONE 2 -> ROW C -> Z2.C.02(B) | Z2.C.02(B) | RU#01 | SJESR2SB | NETWORK SERVICES | Cisco Systems | Catalyst 6500 | WS-C6509 | CSCA203 | SMG1204N2P9 |  | 10.31.3.21 | Aug 7 2014 11:04AM
San Jose | San Jose -> ETSR2 ZONE 2 -> ROW C -> Z2.C.02(B) | Z2.C.02(B) | RU#45 | blanking panel |  | APC | NetShelter | AR8101BLK-1U | APC969 |  |  |  | Aug 11 2014 6:37PM
San Jose | San Jose -> ETSR2 ZONE 2 -> ROW C -> Z2.C.02(B) | Z2.C.02(B) | RU#43 | copper patch panel |  | Panduit | Data-Patch | DP48584TV25 | PAND217 |  |  |  | Aug 11 2014 6:37PM
San Jose | San Jose -> ETSR2 ZONE 2 -> ROW C -> Z2.C.02(B) | Z2.C.02(B) | RU#41 | copper patch panel |  | Panduit | Data-Patch | DP48584TV25 | PAND217 |  |  |  | Aug 11 2014 6:37PM
San Jose | San Jose -> ETSR2 ZONE 2 -> ROW C -> Z2.C.02(B) | Z2.C.02(B) | RU#39 | copper patch panel |  | Panduit | Data-Patch | DP48584TV25 | PAND217 |  |  |  | Aug 11 2014 6:37PM
San Jose | San Jose -> ETSR2 ZONE 2 -> ROW C -> Z2.C.02(B) | Z2.C.02(B) | RU#37 | copper patch panel |  | Panduit | Data-Patch | DP48584TV25 | PAND217 |  |  |  | Aug 11 2014 6:37PM
San Jose | San Jose -> ETSR2 ZONE 2 -> ROW C -> Z2.C.02(B) | Z2.C.02(B) | RU#35 | copper patch panel |  | Panduit | Data-Patch | DP48584TV25 | PAND217 |  |  |  | Aug 11 2014 6:37PM
San Jose | San Jose -> ETSR2 ZONE 2 -> ROW C -> Z2.C.02(B) | Z2.C.02(B) | RU#33 | copper patch panel |  | Panduit | Data-Patch | DP48584TV25 | PAND217 |  |  |  | Aug 11 2014 6:37PM
San Jose | San Jose -> ETSR2 ZONE 2 -> ROW C -> Z2.C.02(B) | Z2.C.02(B) | RU#31 | copper patch panel |  | Panduit | Data-Patch | DP48584TV25 | PAND217 |  |  |  | Aug 11 2014 6:37PM
San Jose | San Jose -> ETSR2 ZONE 2 -> ROW C -> Z2.C.02(B) | Z2.C.02(B) | RU#29 | copper patch panel |  | Panduit | Data-Patch | DP48584TV25 | PAND217 |  |  |  | Aug 11 2014 6:37PM
San Jose | San Jose -> ETSR2 ZONE 2 -> ROW C -> Z2.C.02(B) | Z2.C.02(B) | RU#27 | copper patch panel |  | Panduit | Data-Patch | DP48584TV25 | PAND217 |  |  |  | Aug 11 2014 6:37PM
San Jose | San Jose -> ETSR2 ZONE 2 -> ROW C -> Z2.C.02(B) | Z2.C.02(B) | RU#25 | copper patch panel |  | Panduit | Data-Patch | DP48584TV25 | PAND217 |  |  |  | Aug 11 2014 6:37PM
San Jose | San Jose -> ETSR2 ZONE 2 -> ROW C -> Z2.C.02(B) | Z2.C.02(B) | RU#21 | cable manager |  | Panduit | Panel | DPFP4 | PAND273 |  |  |  | Aug 11 2014 6:37PM
San Jose | San Jose -> ETSR2 ZONE 2 -> ROW C -> Z2.C.02(B) | Z2.C.02(B) | RU#20 | blanking panel |  | APC | NetShelter | AR8101BLK-1U | APC969 |  |  |  | Aug 11 2014 6:37PM
San Jose | San Jose -> ETSR2 ZONE 2 -> ROW C -> Z2.C.02(B) | Z2.C.02(B) | RU#16 | blanking panel |  | APC | NetShelter | AR8101BLK-4U | APC971 |  |  |  | Aug 11 2014 6:37PM
San Jose | San Jose -> ETSR2 ZONE 2 -> ROW C -> Z2.C.03(A) | Z2.C.03(A) | RU#01 | SNJSESR2-INTRACSA | NETWORK SERVICES | Juniper Networks | EX Series | EX8208 | JUNP708 |  |  |  | Oct 13 2014 4:31PM
San Jose | San Jose -> ETSR2 ZONE 2 -> ROW C -> Z2.C.03(A) | Z2.C.03(A) | RU#50 | blanking panel |  | APC | NetShelter | AR8101BLK-2U | APC970 |  |  |  | Jun 16 2016 4:33PM
San Jose | San Jose -> ETSR2 ZONE 2 -> ROW C -> Z2.C.03(A) | Z2.C.03(A) | RU#46 | blanking panel |  | APC | NetShelter | AR8101BLK-4U | APC971 |  |  |  | Jun 16 2016 4:33PM
San Jose | San Jose -> ETSR2 ZONE 2 -> ROW C -> Z2.C.03(A) | Z2.C.03(A) | RU#45 | blanking panel |  | APC | NetShelter | AR8101BLK-1U | APC969 |  |  |  | Sep 23 2014 6:03PM
San Jose | San Jose -> ETSR2 ZONE 2 -> ROW C -> Z2.C.03(A) | Z2.C.03(A) | RU#43 | patch panel |  | Generic Equipment Set | 1100CAT5 | Patch Panel 48-Port | GENR674 |  |  |  | Aug 6 2014 5:40PM
San Jose | San Jose -> ETSR2 ZONE 2 -> ROW C -> Z2.C.03(A) | Z2.C.03(A) | RU#41 | patch panel |  | Generic Equipment Set | 1100CAT5 | Patch Panel 48-Port | GENR674 |  |  |  | Aug 6 2014 5:40PM
San Jose | San Jose -> ETSR2 ZONE 2 -> ROW C -> Z2.C.03(A) | Z2.C.03(A) | RU#39 | patch panel |  | Generic Equipment Set | 1100CAT5 | Patch Panel 48-Port | GENR674 |  |  |  | Aug 6 2014 5:40PM
San Jose | San Jose -> ETSR2 ZONE 2 -> ROW C -> Z2.C.03(A) | Z2.C.03(A) | RU#37 | patch panel |  | Generic Equipment Set | 1100CAT5 | Patch Panel 48-Port | GENR674 |  |  |  | Aug 6 2014 5:40PM
San Jose | San Jose -> ETSR2 ZONE 2 -> ROW C -> Z2.C.03(A) | Z2.C.03(A) | RU#35 | patch panel |  | Generic Equipment Set | 1100CAT5 | Patch Panel 48-Port | GENR674 |  |  |  | Aug 6 2014 5:39PM
San Jose | San Jose -> ETSR2 ZONE 2 -> ROW C -> Z2.C.03(A) | Z2.C.03(A) | RU#33 | patch panel |  | Generic Equipment Set | 1100CAT5 | Patch Panel 48-Port | GENR674 |  |  |  | Aug 6 2014 5:39PM
San Jose | San Jose -> ETSR2 ZONE 2 -> ROW C -> Z2.C.03(A) | Z2.C.03(A) | RU#31 | patch panel |  | Generic Equipment Set | 1100CAT5 | Patch Panel 48-Port | GENR674 |  |  |  | Aug 6 2014 5:39PM
San Jose | San Jose -> ETSR2 ZONE 2 -> ROW C -> Z2.C.03(A) | Z2.C.03(A) | RU#29 | patch panel |  | Generic Equipment Set | 1100CAT5 | Patch Panel 48-Port | GENR674 |  |  |  | Aug 6 2014 5:39PM
San Jose | San Jose -> ETSR2 ZONE 2 -> ROW C -> Z2.C.03(A) | Z2.C.03(A) | RU#27 | patch panel |  | Generic Equipment Set | 1100CAT5 | Patch Panel 48-Port | GENR674 |  |  |  | Aug 6 2014 5:39PM
San Jose | San Jose -> ETSR2 ZONE 2 -> ROW C -> Z2.C.03(A) | Z2.C.03(A) | RU#25 | patch panel |  | Generic Equipment Set | 1100CAT5 | Patch Panel 48-Port | GENR674 |  |  |  | Aug 6 2014 5:39PM
San Jose | San Jose -> ETSR2 ZONE 2 -> ROW C -> Z2.C.03(A) | Z2.C.03(A) | RU#24 | CONET2-3 | DATA CENTER OPERATIONS | Cyclades | AlterPath | ACS48 | CYCL017 |  |  |  | Oct 13 2014 4:22PM
San Jose | San Jose -> ETSR2 ZONE 2 -> ROW C -> Z2.C.03(A) | Z2.C.03(A) | RU#21 | blanking panel |  | APC | NetShelter | AR8101BLK-3U | APCC280 |  |  |  | Jun 16 2016 4:33PM
San Jose | San Jose -> ETSR2 ZONE 2 -> ROW C -> Z2.C.03(A) | Z2.C.03(A) | RU#20 | SNJSESR2-ADMSC | NETWORK SERVICES | Juniper Networks | EX Series | EX2200-48P-4G | JUNP899 | CU0214230107 |  | 10.5.66.4 | Jun 16 2016 4:33PM
San Jose | San Jose -> ETSR2 ZONE 2 -> ROW C -> Z2.C.03(A) | Z2.C.03(A) | RU#19 | SNJSESR2-SPANA | NETWORK SERVICES | Anue Systems | 5200 Series | 5236 | ANUE002 |  |  |  | Oct 13 2014 5:44PM
San Jose | San Jose -> ETSR2 ZONE 2 -> ROW C -> Z2.C.03(A) | Z2.C.03(A) | RU#18 | SJESR2CLUSTERSA | NETWORK SERVICES | Cisco Systems | Catalyst 4900 | WS-C4948 | CISO711 | FOX1330G70S |  |  | Oct 13 2014 5:44PM
San Jose | San Jose -> ETSR2 ZONE 2 -> ROW C -> Z2.C.03(A) | Z2.C.03(A) | RU#17 | SJESR2BUSA | NETWORK SERVICES | Cisco Systems | Catalyst 4900 | WS-C4948 | CISO711 | FOX1312GA77 |  |  | Oct 13 2014 5:44PM
San Jose | San Jose -> ETSR2 ZONE 2 -> ROW C -> Z2.C.03(A) | Z2.C.03(A) | RU#15 | blanking panel |  | APC | NetShelter | AR8101BLK-2U | APC970 |  |  |  | Oct 13 2014 5:44PM
San Jose | San Jose -> ETSR2 ZONE 2 -> ROW C -> Z2.C.03(B) | Z2.C.03(B) | RU#01 | SNJSESR2-INTRACSB |  | Juniper Networks | EX Series | EX8208 | JUNP708 |  |  |  | Oct 13 2014 4:38PM
San Jose | San Jose -> ETSR2 ZONE 2 -> ROW C -> Z2.C.03(B) | Z2.C.03(B) | RU#45 | blanking panel |  | APC | NetShelter | AR8101BLK-1U | APC969 |  |  |  | Aug 11 2014 7:03PM
San Jose | San Jose -> ETSR2 ZONE 2 -> ROW C -> Z2.C.03(B) | Z2.C.03(B) | RU#43 | copper patch panel |  | Panduit | Panel | 48 Port Patch Panel | PNDT723 |  |  |  | Aug 11 2014 7:03PM
San Jose | San Jose -> ETSR2 ZONE 2 -> ROW C -> Z2.C.03(B) | Z2.C.03(B) | RU#41 | copper patch panel |  | Panduit | Panel | 48 Port Patch Panel | PNDT723 |  |  |  | Aug 11 2014 7:03PM
San Jose | San Jose -> ETSR2 ZONE 2 -> ROW C -> Z2.C.03(B) | Z2.C.03(B) | RU#39 | copper patch panel |  | Panduit | Panel | 48 Port Patch Panel | PNDT723 |  |  |  | Aug 11 2014 7:03PM
San Jose | San Jose -> ETSR2 ZONE 2 -> ROW C -> Z2.C.03(B) | Z2.C.03(B) | RU#37 | copper patch panel |  | Panduit | Panel | 48 Port Patch Panel | PNDT723 |  |  |  | Aug 11 2014 7:03PM
San Jose | San Jose -> ETSR2 ZONE 2 -> ROW C -> Z2.C.03(B) | Z2.C.03(B) | RU#35 | copper patch panel |  | Panduit | Panel | 48 Port Patch Panel | PNDT723 |  |  |  | Aug 11 2014 7:03PM
San Jose | San Jose -> ETSR2 ZONE 2 -> ROW C -> Z2.C.03(B) | Z2.C.03(B) | RU#33 | copper patch panel |  | Panduit | Panel | 48 Port Patch Panel | PNDT723 |  |  |  | Aug 11 2014 7:03PM
San Jose | San Jose -> ETSR2 ZONE 2 -> ROW C -> Z2.C.03(B) | Z2.C.03(B) | RU#31 | copper patch panel |  | Panduit | Panel | 48 Port Patch Panel | PNDT723 |  |  |  | Aug 11 2014 7:03PM
San Jose | San Jose -> ETSR2 ZONE 2 -> ROW C -> Z2.C.03(B) | Z2.C.03(B) | RU#29 | copper patch panel |  | Panduit | Panel | 48 Port Patch Panel | PNDT723 |  |  |  | Aug 11 2014 7:03PM
San Jose | San Jose -> ETSR2 ZONE 2 -> ROW C -> Z2.C.03(B) | Z2.C.03(B) | RU#27 | copper patch panel |  | Panduit | Panel | 48 Port Patch Panel | PNDT723 |  |  |  | Aug 11 2014 7:03PM
San Jose | San Jose -> ETSR2 ZONE 2 -> ROW C -> Z2.C.03(B) | Z2.C.03(B) | RU#25 | blanking panel |  | APC | NetShelter | AR8101BLK-2U | APC970 |  |  |  | Aug 11 2014 7:03PM
San Jose | San Jose -> ETSR2 ZONE 2 -> ROW C -> Z2.C.03(B) | Z2.C.03(B) | RU#21 | cable manager |  | Panduit | Panel | DPFP4 | PAND273 |  |  |  | Aug 11 2014 7:03PM
San Jose | San Jose -> ETSR2 ZONE 2 -> ROW C -> Z2.C.03(B) | Z2.C.03(B) | RU#18 | blanking panel |  | APC | NetShelter | AR8101BLK-3U | APCC280 |  |  |  | Aug 11 2014 7:03PM
San Jose | San Jose -> ETSR2 ZONE 2 -> ROW C -> Z2.C.03(B) | Z2.C.03(B) | RU#17 | blanking panel |  | APC | NetShelter | AR8101BLK-1U | APC969 |  |  |  | Aug 11 2014 7:03PM
San Jose | San Jose -> ETSR2 ZONE 2 -> ROW C -> Z2.C.03(B) | Z2.C.03(B) | RU#16 | SJESR2CLUSTERSB | NETWORK SERVICES | Cisco Systems | Catalyst 4900 | WS-C4948 | CISO711 | FOX1330G5U4 |  | 10.4.176.5 | Aug 12 2014 12:19PM
San Jose | San Jose -> ETSR2 ZONE 2 -> ROW C -> Z2.C.03(B) | Z2.C.03(B) | RU#15 | SJESR2BUSB | NETWORK SERVICES | Cisco Systems | Catalyst 4900 | WS-C4948 | CISO711 | FOX1312GADX |  | 10.4.176.9 | Aug 12 2014 12:19PM
San Jose | San Jose -> ETSR2 ZONE 2 -> ROW C -> Z2.C.04(A) | Z2.C.04(A) | RU#50 | KVMET2-5 | DATA CENTER OPERATIONS | Raritan Computer | Dominion KX II | DKX2-464 | RCI170 |  |  | 10.4.178.92 | Aug 12 2014 3:56PM
San Jose | San Jose -> ETSR2 ZONE 2 -> ROW C -> Z2.C.04(A) | Z2.C.04(A) | RU#44 | ETSR2Z2C4PDUA | DATA CENTER OPERATIONS | Raritan Computer | Dominion PX II | PX2-5339R | RCI586 | QN16600004 |  | 10.4.189.127 | Aug 22 2016 12:26PM
San Jose | San Jose -> ETSR2 ZONE 2 -> ROW C -> Z2.C.04(A) | Z2.C.04(A) | RU#42 | ETSR2Z2C4PDUB | DATA CENTER OPERATIONS | Raritan Computer | Dominion PX II | PX2-5339R | RCI586 | QN16600020 |  | 10.4.189.128 | Aug 22 2016 12:26PM
San Jose | San Jose -> ETSR2 ZONE 2 -> ROW C -> Z2.C.04(A) | Z2.C.04(A) | RU#30 | SNJET-6SR2OBMS01 | NETWORK SERVICES | Cisco Systems | Catalyst 4900 | WS-C4948E-F | CSCY593 | CAT2012S0RU | 100214631 | 10.4.2.5 | Aug 19 2016 12:30PM
San Jose | San Jose -> ETSR2 ZONE 2 -> ROW C -> Z2.C.04(A) | Z2.C.04(A) | RU#25 | ETSR2Z2C4PDUC | DATA CENTER OPERATIONS | Raritan Computer | Dominion PX II | PX2-5339R | RCI586 | QN16600002 |  | 10.4.189.129 | Aug 22 2016 12:26PM
San Jose | San Jose -> ETSR2 ZONE 2 -> ROW C -> Z2.C.04(B) | Z2.C.04(B) | RU#01 | SNJSET-6SR2INTP1DS02 | NETWORK SERVICES | Cisco Systems | Nexus 9000 Series | N9K-C9508 | CSSY227 | FGE201606R4 | 100214628 | 10.4.8.8 | Aug 19 2016 12:30PM
San Jose | San Jose -> ETSR2 ZONE 2 -> ROW C -> Z2.C.04(B) | Z2.C.04(B) | RU#41 | patch panel - fiber |  | Ortronics | Fiber Optic Systems | OR-UC04UA-P | ORTI427 |  |  |  | Aug 22 2016 12:26PM
San Jose | San Jose -> ETSR2 ZONE 2 -> ROW C -> Z2.C.04(B) | Z2.C.04(B) | RU#35 | cable manager |  | Ortronics | Cable Management Panel | OR-808044549 - 2U | ORT243 |  |  |  | Aug 22 2016 12:26PM
San Jose | San Jose -> ETSR2 ZONE 2 -> ROW C -> Z2.C.04(B) | Z2.C.04(B) | RU#25 | SNJSET-6SR2DMZP1DS02 | NETWORK SERVICES | Cisco Systems | Nexus 9000 Series | Nexus 9504 | CSSY408 | FOX2018GGAM |  | 10.4.8.6 | Aug 19 2016 12:30PM
San Jose | San Jose -> ETSR2 ZONE 2 -> ROW C -> Z2.C.04(B) | Z2.C.04(B) | RU#16 | SNJSET-6SR2INTP1HADDS02 | NETWORK SERVICES | Cisco Systems | Nexus 9000 Series | Nexus 9504 | CSSY408 | FOX2022G3JN | 100214666 | 10.4.8.10 | Aug 19 2016 12:30PM
San Jose | San Jose -> ETSR2 ZONE 2 -> ROW C -> Z2.C.05(A) | Z2.C.05(A) | RU#51 | SNJSESR2-INTRATORSG-VC-A | NETWORK SERVICES | Juniper Networks | EX Series | EX 4200-48P | JUNP618 | BP0212383164 | 3119688 | NA | Aug 6 2014 5:43PM
San Jose | San Jose -> ETSR2 ZONE 2 -> ROW C -> Z2.C.05(A) | Z2.C.05(A) | RU#25 | ETSR2Z2C5PDUA | DATA CENTER OPERATIONS | Raritan Computer | Dominion PX II | PX2-5339R | RCI586 | QN16600001 |  | 10.4.189.130 | Aug 22 2016 12:26PM
San Jose | San Jose -> ETSR2 ZONE 2 -> ROW C -> Z2.C.05(B) | Z2.C.05(B) | RU#01 | SNJSET-6SR2BEFW02 | NETWORK SERVICES | Palo Alto Networks | PA-7000 Series | PA-7050 | PLNO020 | 10101080045 |  | 10.4.9.6 | Aug 19 2016 12:30PM
San Jose | San Jose -> ETSR2 ZONE 2 -> ROW C -> Z2.C.05(B) | Z2.C.05(B) | RU#22 | cable manager |  | Ortronics | Cable Management Panel | OR-808044549 - 2U | ORT243 |  |  |  | Aug 22 2016 12:26PM
San Jose | San Jose -> ETSR2 ZONE 2 -> ROW C -> Z2.C.05(B) | Z2.C.05(B) | RU#12 | SNJSET-6SR2FEFW02 | NETWORK SERVICES | Palo Alto Networks | PA-7000 Series | PA-7050 | PLNO020 | 10108001246 |  | 10.4.9.8 | Aug 19 2016 12:30PM
San Jose | San Jose -> ETSR2 ZONE 2 -> ROW D -> Z2.D.03 | Z2.D.03 | RU#09 | (shelf) BAST-MAC-PRD-9/BAST-MAC-PRD-10 | LAB SERVICES | Generic Equipment Set | Shelf | 19 Inch 1U Shelf | GENR944 |  |  |  | Aug 11 2014 1:21PM
San Jose | San Jose -> ETSR2 ZONE 2 -> ROW D -> Z2.D.03 | Z2.D.03 | RU#08 | (shelf) BAST-MAC-PRD-11/BAST-MAC-PRD-12 | LAB SERVICES | Generic Equipment Set | Shelf | 19 Inch 1U Shelf | GENR944 |  |  |  | Aug 11 2014 1:21PM
San Jose | San Jose -> ETSR2 ZONE 2 -> ROW D -> Z2.D.03 | Z2.D.03 | RU#07 | (shelf) BAST-MAC-PRD-13/BAST-MAC-PRD-14 | LAB SERVICES | Generic Equipment Set | Shelf | 19 Inch 1U Shelf | GENR944 |  |  |  | Aug 11 2014 1:21PM
San Jose | San Jose -> ETSR2 ZONE 2 -> ROW D -> Z2.D.03 | Z2.D.03 | RU#06 | (shelf) BAST-MAC-PRD-15/BAST-MAC-PRD-16 | LAB SERVICES | Generic Equipment Set | Shelf | 19 Inch 1U Shelf | GENR944 |  |  |  | Aug 11 2014 1:21PM
San Jose | San Jose -> ETSR2 ZONE 2 -> ROW D -> Z2.D.03 | Z2.D.03 | RU#05 | (shelf) BAST-MAC-PRD-17/BAST-MAC-PRD-18 | LAB SERVICES | Generic Equipment Set | Shelf | 19 Inch 1U Shelf | GENR944 |  |  |  | Aug 11 2014 1:21PM
San Jose | San Jose -> ETSR2 ZONE 2 -> ROW D -> Z2.D.03 | Z2.D.03 | RU#04 | SJSYSLOG4 | Security Services | Hewlett-Packard | ProLiant | 646900-001 | HEPC787 | MXQ5020810 | 100214090 | 10.5.69.134, ilo=10.5.65.244 | Apr 7 2015 12:36PM
San Jose | San Jose -> ETSR2 ZONE 2 -> ROW D -> Z2.D.03 | Z2.D.03 | RU#03 | blanking panel |  | APC | NetShelter | AR8101BLK-1U | APC969 |  |  |  | Aug 6 2014 5:43PM
San Jose | San Jose -> ETSR2 ZONE 2 -> ROW D -> Z2.D.03 | Z2.D.03 | RU#01 | blanking panel |  | APC | NetShelter | AR8101BLK-2U | APC970 |  |  |  | Aug 6 2014 5:43PM
San Jose | San Jose -> ETSR2 ZONE 2 -> ROW D -> Z2.D.03 | Z2.D.03 | InOutPlug#2 | ETSR2-Z2D03-PDUA | DATA CENTER OPERATIONS | Raritan Computer | Dominion PX | PX-5522 | RCI293 | PXR1450020 |  | 10.4.188.101 | Aug 12 2014 12:43PM
San Jose | San Jose -> ETSR2 ZONE 2 -> ROW D -> Z2.D.03 | Z2.D.03 | InOutPlug#1 | ETSR2-Z2D03-PDUB | DATA CENTER OPERATIONS | Raritan Computer | Dominion PX | PX-5522 | RCI293 | PXR1750070 |  | 10.4.189.87 | Aug 12 2014 12:43PM
San Jose | San Jose -> ETSR2 ZONE 2 -> ROW D -> Z2.D.03 | Z2.D.03 | RU#44 | patch panel |  | Panduit | Data-Patch | DP48588110 | PAND396 |  |  |  | Aug 11 2014 3:08PM
San Jose | San Jose -> ETSR2 ZONE 2 -> ROW D -> Z2.D.03 | Z2.D.03 | RU#43 | SJESR2ILOD-03 |  | Cisco Systems | Catalyst 2960 | WS-C2960-48TC-L | CICO343 |  |  |  | Aug 6 2014 5:44PM
San Jose | San Jose -> ETSR2 ZONE 2 -> ROW D -> Z2.D.03 | Z2.D.03 | RU#41 | blanking panel |  | APC | NetShelter | AR8101BLK-1U | APC969 |  |  |  | Aug 11 2014 3:08PM
San Jose | San Jose -> ETSR2 ZONE 2 -> ROW D -> Z2.D.03 | Z2.D.03 | RU#40 | SJSYSLOG3-NEW | Security Services | Hewlett-Packard | ProLiant | 654081-B21 | HEPC786 | MXQ40402SB | 3131330 | NIC1 10.5.69.134, ILO 10.5.69.135 | Aug 6 2014 5:44PM
San Jose | San Jose -> ETSR2 ZONE 2 -> ROW D -> Z2.D.03 | Z2.D.03 | RU#39 | SJSYSLOG2-NEW | Security Services | Hewlett-Packard | ProLiant | 654081-B21 | HEPC786 | MXQ403072K | 3131329 | NIC1 10.5.69.132,ILO 10.5.69.133 | Aug 6 2014 5:44PM
San Jose | San Jose -> ETSR2 ZONE 2 -> ROW D -> Z2.D.03 | Z2.D.03 | RU#37 | SJSYSLOG1 | Security Services | Hewlett-Packard | ProLiant | DL380p G8 - SFF | HEPC893 | 2M240401GB | 3131328 | NIC1 10.5.69.130,ILO 10.5.69.131 | Aug 6 2014 5:44PM
San Jose | San Jose -> ETSR2 ZONE 2 -> ROW D -> Z2.D.03 | Z2.D.03 | RU#25 | (shelf) BAST-MAC-PRD-1/BAST-MAC-PRD-2 | LAB SERVICES | Generic Equipment Set | Shelf | 19 Inch 1U Shelf | GENR944 |  |  |  | Aug 6 2014 5:43PM
San Jose | San Jose -> ETSR2 ZONE 2 -> ROW D -> Z2.D.03 | Z2.D.03 | RU#13 | (shelf) BAST-MAC-PRD-3/BAST-MAC-PRD-4 | LAB SERVICES | Generic Equipment Set | Shelf | 19 Inch 1U Shelf | GENR944 |  |  |  | Aug 6 2014 5:43PM
San Jose | San Jose -> ETSR2 ZONE 2 -> ROW D -> Z2.D.03 | Z2.D.03 | RU#11 | blanking panel |  | APC | NetShelter | AR8101BLK-2U | APC970 |  |  |  | Aug 11 2014 1:21PM
San Jose | San Jose -> ETSR2 ZONE 2 -> ROW D -> Z2.D.03 | Z2.D.03 | RU#10 | (shelf) BAST-MAC-QA-3/BAST-MAC-QA-4 | LAB SERVICES | Generic Equipment Set | Shelf | 19 Inch 1U Shelf | GENR944 |  |  |  | Aug 11 2014 1:21PM
San Jose | San Jose -> ETSR2 ZONE 2 -> ROW D -> Z2.D.03 -> (shelf) BAST-MAC-PRD-1/BAST-MAC-PRD-2 | (shelf) BAST-MAC-PRD-1/BAST-MAC-PRD-2 | InOutPlug#7 | BAST-MAC-PRD-2 |  | Apple Computer | Mac | MacPro | APPL165 | CMVHQ08RF4MD | 3118584 | 10.5.88.33 | Aug 6 2014 5:43PM
San Jose | San Jose -> ETSR2 ZONE 2 -> ROW D -> Z2.D.03 -> (shelf) BAST-MAC-PRD-1/BAST-MAC-PRD-2 | (shelf) BAST-MAC-PRD-1/BAST-MAC-PRD-2 | InOutPlug#1 | BAST-MAC-PRD-1 |  | Apple Computer | Mac | MacPro | APPL165 | CMVHQ0A7F4MD | 3118584 | 10.5.88.32 | Aug 6 2014 5:43PM
San Jose | San Jose -> ETSR2 ZONE 2 -> ROW D -> Z2.D.03 -> (shelf) BAST-MAC-PRD-11/BAST-MAC-PRD-12 | (shelf) BAST-MAC-PRD-11/BAST-MAC-PRD-12 | InOutPlug#7 | BAST-MAC-PRD-12 |  | Apple Computer | Mac | Mac Mini | APPL095 | C07MW129DY3H |  | 10.5.88.13 | Aug 11 2014 1:21PM
San Jose | San Jose -> ETSR2 ZONE 2 -> ROW D -> Z2.D.03 -> (shelf) BAST-MAC-PRD-11/BAST-MAC-PRD-12 | (shelf) BAST-MAC-PRD-11/BAST-MAC-PRD-12 | InOutPlug#1 | BAST-MAC-PRD-11 |  | Apple Computer | Mac | Mac Mini | APPL095 | C07MW12DDY3H |  | 10.5.88.12 | Aug 11 2014 1:21PM
San Jose | San Jose -> ETSR2 ZONE 2 -> ROW D -> Z2.D.03 -> (shelf) BAST-MAC-PRD-13/BAST-MAC-PRD-14 | (shelf) BAST-MAC-PRD-13/BAST-MAC-PRD-14 | InOutPlug#7 | BAST-MAC-PRD-14 |  | Apple Computer | Mac | Mac Mini | APPL095 | C07MW0UPDY3H |  | 10.5.88.15 | Aug 11 2014 1:21PM
San Jose | San Jose -> ETSR2 ZONE 2 -> ROW D -> Z2.D.03 -> (shelf) BAST-MAC-PRD-13/BAST-MAC-PRD-14 | (shelf) BAST-MAC-PRD-13/BAST-MAC-PRD-14 | InOutPlug#1 | BAST-MAC-PRD-13 |  | Apple Computer | Mac | Mac Mini | APPL095 | C07MW127DY3H |  | 10.5.88.14 | Aug 11 2014 1:21PM
San Jose | San Jose -> ETSR2 ZONE 2 -> ROW D -> Z2.D.03 -> (shelf) BAST-MAC-PRD-15/BAST-MAC-PRD-16 | (shelf) BAST-MAC-PRD-15/BAST-MAC-PRD-16 | InOutPlug#7 | BAST-MAC-PRD-16 |  | Apple Computer | Mac | Mac Mini | APPL095 | C07MW0DPDY3H |  | 10.5.88.17 | Aug 11 2014 1:21PM
San Jose | San Jose -> ETSR2 ZONE 2 -> ROW D -> Z2.D.03 -> (shelf) BAST-MAC-PRD-15/BAST-MAC-PRD-16 | (shelf) BAST-MAC-PRD-15/BAST-MAC-PRD-16 | InOutPlug#1 | BAST-MAC-PRD-15 |  | Apple Computer | Mac | Mac Mini | APPL095 | C07MW0X5DY3H |  | 10.5.88.16 | Aug 11 2014 1:21PM
San Jose | San Jose -> ETSR2 ZONE 2 -> ROW D -> Z2.D.03 -> (shelf) BAST-MAC-PRD-17/BAST-MAC-PRD-18 | (shelf) BAST-MAC-PRD-17/BAST-MAC-PRD-18 | InOutPlug#7 | BAST-MAC-PRD-18 |  | Apple Computer | Mac | Mac Mini | APPL095 | C07MW0X6DY3H |  | 10.5.88.61 | Aug 11 2014 1:21PM
San Jose | San Jose -> ETSR2 ZONE 2 -> ROW D -> Z2.D.03 -> (shelf) BAST-MAC-PRD-17/BAST-MAC-PRD-18 | (shelf) BAST-MAC-PRD-17/BAST-MAC-PRD-18 | InOutPlug#1 | BAST-MAC-PRD-17 |  | Apple Computer | Mac | Mac Mini | APPL095 | C07MW0DNDY3H |  | 10.5.88.60 | Aug 11 2014 1:21PM
San Jose | San Jose -> ETSR2 ZONE 2 -> ROW D -> Z2.D.03 -> (shelf) BAST-MAC-PRD-3/BAST-MAC-PRD-4 | (shelf) BAST-MAC-PRD-3/BAST-MAC-PRD-4 | InOutPlug#7 | BAST-MAC-PRD-4 |  | Apple Computer | Mac | MacPro | APPL165 | CMVHQ04BF4MD | 3118584 | 10.5.88.35 | Aug 6 2014 5:43PM
San Jose | San Jose -> ETSR2 ZONE 2 -> ROW D -> Z2.D.03 -> (shelf) BAST-MAC-PRD-3/BAST-MAC-PRD-4 | (shelf) BAST-MAC-PRD-3/BAST-MAC-PRD-4 | InOutPlug#1 | BAST-MAC-PRD-3 |  | Apple Computer | Mac | MacPro | APPL165 | CMVHP051F4MD | 3118584 | 10.5.88.34 | Aug 6 2014 5:43PM
San Jose | San Jose -> ETSR2 ZONE 2 -> ROW D -> Z2.D.03 -> (shelf) BAST-MAC-PRD-9/BAST-MAC-PRD-10 | (shelf) BAST-MAC-PRD-9/BAST-MAC-PRD-10 | InOutPlug#7 | BAST-MAC-PRD-10 |  | Apple Computer | Mac | Mac Mini | APPL095 | C07MW0RCDY3H |  | 10.5.88.11 | Aug 11 2014 1:21PM
San Jose | San Jose -> ETSR2 ZONE 2 -> ROW D -> Z2.D.03 -> (shelf) BAST-MAC-PRD-9/BAST-MAC-PRD-10 | (shelf) BAST-MAC-PRD-9/BAST-MAC-PRD-10 | InOutPlug#1 | BAST-MAC-PRD-9 |  | Apple Computer | Mac | Mac Mini | APPL095 | C07MW12EDY3H |  | 10.5.88.10 | Aug 11 2014 1:21PM
San Jose | San Jose -> ETSR2 ZONE 2 -> ROW D -> Z2.D.03 -> (shelf) BAST-MAC-QA-3/BAST-MAC-QA-4 | (shelf) BAST-MAC-QA-3/BAST-MAC-QA-4 | InOutPlug#7 | BAST-MAC-QA-4 |  | Apple Computer | Mac | Mac Mini | APPL095 | C07MW0R6DY3H |  | 10.5.121.46 | Aug 11 2014 1:21PM
San Jose | San Jose -> ETSR2 ZONE 2 -> ROW D -> Z2.D.03 -> (shelf) BAST-MAC-QA-3/BAST-MAC-QA-4 | (shelf) BAST-MAC-QA-3/BAST-MAC-QA-4 | InOutPlug#1 | BAST-MAC-QA-3 |  | Apple Computer | Mac | Mac Mini | APPL095 | C07MW12ADY3H |  | 10.5.121.30 | Aug 11 2014 1:21PM
San Jose | San Jose -> ETSR2 ZONE 2 -> ROW D -> Z2.D.03 -> SJSYSLOG1 | SJSYSLOG1 | Slot#9 | 662883-B21 |  | Hewlett-Packard | ProLiant | 662883-B21 | HEPC894 |  |  |  | Aug 6 2014 5:43PM
San Jose | San Jose -> ETSR2 ZONE 2 -> ROW D -> Z2.D.04 | Z2.D.04 | RU#05 | blanking panel |  | APC | NetShelter | AR8101BLK-8U | APC972 |  |  |  | May 6 2016 10:50AM
San Jose | San Jose -> ETSR2 ZONE 2 -> ROW D -> Z2.D.04 | Z2.D.04 | RU#01 | blanking panel |  | APC | NetShelter | AR8101BLK-4U | APC971 |  |  |  | Aug 12 2014 2:41PM
San Jose | San Jose -> ETSR2 ZONE 2 -> ROW D -> Z2.D.04 | Z2.D.04 | InOutPlug#2 | ETSR2-Z2D04-PDUA | DATA CENTER OPERATIONS | Raritan Computer | Dominion PX | PX-5522 | RCI293 | QB64450005 |  | 10.4.189.152 | Aug 12 2014 1:22PM
San Jose | San Jose -> ETSR2 ZONE 2 -> ROW D -> Z2.D.04 | Z2.D.04 | InOutPlug#1 | ETSR2-Z2D04-PDUB | DATA CENTER OPERATIONS | Raritan Computer | Dominion PX | PX-5522 | RCI293 | QB64450053 |  | 10.4.189.153 | Aug 12 2014 1:22PM
San Jose | San Jose -> ETSR2 ZONE 2 -> ROW D -> Z2.D.04 | Z2.D.04 | RU#51 | SNJSESR2-INTRATORSG-VC-B | NETWORK SERVICES | Juniper Networks | EX Series | EX 4200-48P | JUNP618 | BP0212224444 | 3119688 | NA | Aug 6 2014 5:47PM
San Jose | San Jose -> ETSR2 ZONE 2 -> ROW D -> Z2.D.04 | Z2.D.04 | RU#50 | blanking panel |  | APC | NetShelter | AR8101BLK-1U | APC969 |  |  |  | Apr 17 2015 6:31PM
San Jose | San Jose -> ETSR2 ZONE 2 -> ROW D -> Z2.D.04 | Z2.D.04 | RU#46 | blanking panel |  | APC | NetShelter | AR8101BLK-4U | APC971 |  |  |  | Apr 17 2015 6:31PM
San Jose | San Jose -> ETSR2 ZONE 2 -> ROW D -> Z2.D.04 | Z2.D.04 | RU#45 | blanking panel |  | APC | NetShelter | AR8101BLK-1U | APC969 |  |  |  | Apr 17 2015 6:31PM
San Jose | San Jose -> ETSR2 ZONE 2 -> ROW D -> Z2.D.04 | Z2.D.04 | RU#44 | blanking panel |  | APC | NetShelter | AR8101BLK-1U | APC969 |  |  |  | Aug 12 2014 2:41PM
San Jose | San Jose -> ETSR2 ZONE 2 -> ROW D -> Z2.D.04 | Z2.D.04 | RU#34 | BE1P7K | SERVER SERVICES | Hewlett-Packard | C-Class | 412152-B21 | HEPA586 | USE935RK0B | 3099584 |  | Aug 6 2014 5:46PM
San Jose | San Jose -> ETSR2 ZONE 2 -> ROW D -> Z2.D.04 | Z2.D.04 | RU#24 | BE2P7K |  | Hewlett-Packard | C-Class | 412152-B21 | HEPA586 | USE937S55L |  | Cayna-mp1=10.4.185.66, Cayna-mp2=10.4.185.67, ilo1=10.4.188.92, ilo2=10.4.188.93 | Aug 6 2014 5:45PM
San Jose | San Jose -> ETSR2 ZONE 2 -> ROW D -> Z2.D.04 | Z2.D.04 | RU#14 | BE3P7K | SERVER SERVICES | Hewlett-Packard | C-Class | 412152-B21 | HEPA586 | USE941SWDL | 3099712 |  | Aug 6 2014 5:44PM
San Jose | San Jose -> ETSR2 ZONE 2 -> ROW D -> Z2.D.04 | Z2.D.04 | RU#13 | blanking panel |  | APC | NetShelter | AR8101BLK-1U | APC969 |  |  |  | May 6 2016 11:00AM
San Jose | San Jose -> ETSR2 ZONE 2 -> ROW D -> Z2.D.05 | Z2.D.05 | RU#08 | LCFIX |  | Hewlett-Packard | ProLiant | DL380 G4 | HEPA156 | 2UX62704L2 |  | 10.4.185.74, Ilo=10.4.188.198 | Aug 6 2014 5:48PM
San Jose | San Jose -> ETSR2 ZONE 2 -> ROW D -> Z2.D.05 | Z2.D.05 | RU#06 | SJ1720-04-MON | BACKUP SERVICES | Dell Computer | PowerEdge R-Series | PowerEdge R720xd-2.5 Drive | DELC962 | HXLRV12 | 3136677 | VLAN901=10.5.77.231, VLAN71=10.5.68.109, VLAN1901=10.5.92.85, VLAN1902=10.5.96.251, DRAC=10.5.64.94 | Aug 7 2014 5:42PM
San Jose | San Jose -> ETSR2 ZONE 2 -> ROW D -> Z2.D.05 | Z2.D.05 | RU#04 | SJ1720-04-MON SHELF1 | BACKUP SERVICES | Dell Computer | PowerVault MD Series | PowerVault MD1200 | DELC450 | HFXTV12 | 3136676 |  | Aug 7 2014 5:42PM
San Jose | San Jose -> ETSR2 ZONE 2 -> ROW D -> Z2.D.05 | Z2.D.05 | RU#03 | blanking panel |  | APC | NetShelter | AR8101BLK-1U | APC969 |  |  |  | Aug 7 2014 5:43PM
San Jose | San Jose -> ETSR2 ZONE 2 -> ROW D -> Z2.D.05 | Z2.D.05 | RU#01 | blanking panel |  | APC | NetShelter | AR8101BLK-2U | APC970 |  |  |  | Aug 6 2014 5:47PM
San Jose | San Jose -> ETSR2 ZONE 2 -> ROW D -> Z2.D.05 | Z2.D.05 | InOutPlug#2 | ETSR2-Z2D05-PDUA | DATA CENTER OPERATIONS | Raritan Computer | Dominion PX | PX-5522 | RCI293 | PXR9B50009 |  | 10.4.189.110 | Aug 12 2014 1:07PM
San Jose | San Jose -> ETSR2 ZONE 2 -> ROW D -> Z2.D.05 | Z2.D.05 | InOutPlug#1 | ETSR2-Z2D05-PDUB | DATA CENTER OPERATIONS | Raritan Computer | Dominion PX | PX-5522 | RCI293 | PXR9B50002 |  | 10.4.189.111 | Aug 12 2014 1:07PM
San Jose | San Jose -> ETSR2 ZONE 2 -> ROW D -> Z2.D.05 | Z2.D.05 | RU#51 | KVMET2-3 | DATA CENTER OPERATIONS | Raritan Computer | Dominion KX II | DKX2-116 | RCI147 |  |  | 10.4.188.108 | Aug 7 2014 11:04AM
San Jose | San Jose -> ETSR2 ZONE 2 -> ROW D -> Z2.D.05 | Z2.D.05 | RU#50 | ETSR2-EVMON | DATA CENTER OPERATIONS | Ravica | SensorProbes | SecurityProbe-Rackmount | RAVI003 |  |  |  | Oct 20 2014 4:22PM
San Jose | San Jose -> ETSR2 ZONE 2 -> ROW D -> Z2.D.05 | Z2.D.05 | RU#46 | blanking panel |  | APC | NetShelter | AR8101BLK-4U | APC971 |  |  |  | Apr 17 2015 6:31PM
San Jose | San Jose -> ETSR2 ZONE 2 -> ROW D -> Z2.D.05 | Z2.D.05 | RU#44 | blanking panel |  | APC | NetShelter | AR8101BLK-2U | APC970 |  |  |  | Apr 17 2015 6:31PM
San Jose | San Jose -> ETSR2 ZONE 2 -> ROW D -> Z2.D.05 | Z2.D.05 | RU#43 | SJCNS001 |  | Citrix Systems | NetScaler | NetScaler MPX8200 | CTRX063 | D7CNX2EM3J | 3138905 |  | Feb 27 2015 5:30PM
San Jose | San Jose -> ETSR2 ZONE 2 -> ROW D -> Z2.D.05 | Z2.D.05 | RU#42 | SJCNS002 |  | Citrix Systems | NetScaler | NetScaler MPX8200 | CTRX063 | OW27K2EM9W | 3138905 |  | Feb 27 2015 5:30PM
San Jose | San Jose -> ETSR2 ZONE 2 -> ROW D -> Z2.D.05 | Z2.D.05 | RU#40 | SJ1720-05-MON | BACKUP SERVICES | Dell Computer | PowerEdge R-Series | PowerEdge R720xd-2.5 Drive | DELC962 | HXLSV12 | 3136137 | VLAN901=10.5.77.240, VLAN71=10.5.68.110, VLAN1901=10.5.92.86, VLAN1902=10.5.96.252, DRAC=10.5.64.15, VLN13=10.116.127.56 | Aug 7 2014 5:42PM
San Jose | San Jose -> ETSR2 ZONE 2 -> ROW D -> Z2.D.05 | Z2.D.05 | RU#38 | SJ1720-05-MON SHELF1 | BACKUP SERVICES | Dell Computer | PowerVault MD Series | PowerVault MD1200 | DELC450 | HFXRV12 | 3136677 |  | Aug 7 2014 5:42PM
San Jose | San Jose -> ETSR2 ZONE 2 -> ROW D -> Z2.D.05 | Z2.D.05 | RU#36 | SJC-ISEPSN02 | NETWORK SERVICES | Cisco Systems | UCS C-Series | UCS C200 M2 | CISY954 | FCH1723V28N |  |  | Aug 6 2014 5:47PM
San Jose | San Jose -> ETSR2 ZONE 2 -> ROW D -> Z2.D.05 | Z2.D.05 | RU#32 | JAMBA |  | Hewlett-Packard | ProLiant | DL580 G4 | HEPA568 | USE649N43Z | 3092550 | 10.4.185.60, Ilo=10.4.188.123 | Aug 6 2014 5:49PM
San Jose | San Jose -> ETSR2 ZONE 2 -> ROW D -> Z2.D.05 | Z2.D.05 | RU#30 | LCES2AS1-PRD |  | Hewlett-Packard | ProLiant | DL380 G6 - SFF | HEPD897 | 2UX9430BMJ | 3099777 | 10.4.185.69, ilo=10.4.188.130, bkup=10.4.127.250 | Aug 6 2014 5:49PM
San Jose | San Jose -> ETSR2 ZONE 2 -> ROW D -> Z2.D.05 | Z2.D.05 | RU#28 | blanking panel |  | APC | NetShelter | AR8101BLK-2U | APC970 |  |  |  | Jan 22 2016 12:56PM
San Jose | San Jose -> ETSR2 ZONE 2 -> ROW D -> Z2.D.05 | Z2.D.05 | RU#26 | LCES2AS3-PRD |  | Hewlett-Packard | ProLiant | DL380 G6 - SFF | HEPD897 | 2UX93901PR | 3099776 | 10.4.185.71, ilo=10.4.188.132, bkup=10.4.127.252 | Aug 6 2014 5:48PM
San Jose | San Jose -> ETSR2 ZONE 2 -> ROW D -> Z2.D.05 | Z2.D.05 | RU#24 | SJ1DRA303 |  | Dell Computer | PowerEdge R-Series | PowerEdge R730XD - Closed | DELM804 | C9XMR52 | 100214260 | 10.5.136.135, drac=10.5.67.64 | Jan 28 2016 3:49PM
San Jose | San Jose -> ETSR2 ZONE 2 -> ROW D -> Z2.D.05 | Z2.D.05 | RU#22 | SJ1DRA304 |  | Dell Computer | PowerEdge R-Series | PowerEdge R730XD - Closed | DELM804 | C9XNR52 | 100214261 | 10.5.136.136, drac=10.5.67.65 | Jan 28 2016 3:49PM
San Jose | San Jose -> ETSR2 ZONE 2 -> ROW D -> Z2.D.05 | Z2.D.05 | RU#20 | blanking panel |  | APC | NetShelter | AR8101BLK-2U | APC970 |  |  |  | Aug 6 2014 5:47PM
San Jose | San Jose -> ETSR2 ZONE 2 -> ROW D -> Z2.D.05 | Z2.D.05 | RU#18 | SJ1720-02-MON | BACKUP SERVICES | Dell Computer | PowerEdge R-Series | PowerEdge R720xd-2.5 Drive | DELC962 | 7FH2K02 | 3133597 | 10.5.76.163, VLAN71=10.5.68.96, VLAN1901=10.5.92.78, VLAN1902=10.5.96.249, drac=10.5.64.223 | Aug 6 2014 5:48PM
San Jose | San Jose -> ETSR2 ZONE 2 -> ROW D -> Z2.D.05 | Z2.D.05 | RU#16 | SJ1720-02-MON SHELF1 | BACKUP SERVICES | Dell Computer | PowerVault MD Series | PowerVault MD1200 | DELC450 | 7D72K02 | 3133597 |  | Aug 6 2014 5:47PM
San Jose | San Jose -> ETSR2 ZONE 2 -> ROW D -> Z2.D.05 | Z2.D.05 | RU#14 | SJ1720-03-MON | BACKUP SERVICES | Dell Computer | PowerEdge R-Series | PowerEdge R720xd-2.5 Drive | DELC962 | HXKTV12 | 3136676 | VLAN901=10.5.77.223, VLAN71=10.5.68.108, VLAN1901=10.5.92.84, VLAN1902=10.5.96.250, DRAC=10.5.64.19 | Aug 7 2014 5:42PM
San Jose | San Jose -> ETSR2 ZONE 2 -> ROW D -> Z2.D.05 | Z2.D.05 | RU#12 | SJ1720-03-MON SHELF1 | BACKUP SERVICES | Dell Computer | PowerVault MD Series | PowerVault MD1200 | DELC450 | HFXSV12 | 3136137 |  | Aug 7 2014 5:42PM
San Jose | San Jose -> ETSR2 ZONE 2 -> ROW D -> Z2.D.05 | Z2.D.05 | RU#10 | blanking panel |  | APC | NetShelter | AR8101BLK-2U | APC970 |  |  |  | Aug 7 2014 5:43PM
San Jose | San Jose -> ETSR2 ZONE 2 -> ROW E -> Z2.E.01 | Z2.E.01 | RU#01 | blanking panel |  | APC | NetShelter | AR8101BLK-8U | APC972 |  |  |  | Apr 27 2015 12:34PM
San Jose | San Jose -> ETSR2 ZONE 2 -> ROW E -> Z2.E.01 | Z2.E.01 | InOutPlug#2 | ETSR2-Z2E01-PDUA |  | Raritan Computer | Dominion PX | PX-5522 | RCI293 | PXR9850010 |  | 10.4.189.154 | Sep 24 2014 6:20PM
San Jose | San Jose -> ETSR2 ZONE 2 -> ROW E -> Z2.E.01 | Z2.E.01 | InOutPlug#1 | ETSR2-Z2E01-PDUB |  | Raritan Computer | Dominion PX | PX-5522 | RCI293 | PXR9C50012 |  | 10.4.189.155 | Sep 24 2014 6:20PM
San Jose | San Jose -> ETSR2 ZONE 2 -> ROW E -> Z2.E.01 | Z2.E.01 | RU#50 | blanking panel |  | APC | NetShelter | AR8101BLK-2U | APC970 |  |  |  | Apr 27 2015 12:34PM
San Jose | San Jose -> ETSR2 ZONE 2 -> ROW E -> Z2.E.01 | Z2.E.01 | RU#46 | blanking panel |  | APC | NetShelter | AR8101BLK-4U | APC971 |  |  |  | Apr 27 2015 12:34PM
San Jose | San Jose -> ETSR2 ZONE 2 -> ROW E -> Z2.E.01 | Z2.E.01 | RU#36 | SJ1HCA018 |  | Hewlett-Packard | C-Class | C7000 G3 | HEPR451 | USE4348YJ7 | 3137366 |  | Feb 6 2015 3:27PM
San Jose | San Jose -> ETSR2 ZONE 2 -> ROW E -> Z2.E.01 | Z2.E.01 | RU#26 | SJ1HCA019 |  | Hewlett-Packard | C-Class | C7000 (16 Half-Height Singles) | HEPR378 | USE509LD1J |  |  | Aug 6 2015 4:02PM
San Jose | San Jose -> ETSR2 ZONE 2 -> ROW E -> Z2.E.01 | Z2.E.01 | RU#17 | blanking panel |  | APC | NetShelter | AR8101BLK-8U | APC972 |  |  |  | Apr 27 2015 12:34PM
San Jose | San Jose -> ETSR2 ZONE 2 -> ROW E -> Z2.E.01 | Z2.E.01 | RU#09 | blanking panel |  | APC | NetShelter | AR8101BLK-8U | APC972 |  |  |  | Apr 27 2015 12:34PM
San Jose | San Jose -> ETSR2 ZONE 2 -> ROW E -> Z2.E.02 | Z2.E.02 | RU#08 | INFINIBAN SWITCH #1 (FLEXTRONICS F-X430046) | STORAGE SERVICES | Generic Altima Technologies Rackmountable | General Rackmount Equipment | 1U Server | 0GRM076 | N/A | N/A | N/A | Aug 6 2014 5:52PM
San Jose | San Jose -> ETSR2 ZONE 2 -> ROW E -> Z2.E.02 | Z2.E.02 | RU#07 | INFINIBAN SWITCH #2 (FLEXTRONICS F-X430046) | STORAGE SERVICES | Generic Altima Technologies Rackmountable | General Rackmount Equipment | 1U Server | 0GRM076 |  |  |  | Oct 20 2014 5:57PM
San Jose | San Jose -> ETSR2 ZONE 2 -> ROW E -> Z2.E.02 | Z2.E.02 | RU#04 | blanking panel |  | APC | NetShelter | AR8101BLK-3U | APCC280 |  |  |  | Oct 20 2014 5:57PM
San Jose | San Jose -> ETSR2 ZONE 2 -> ROW E -> Z2.E.02 | Z2.E.02 | RU#01 | blanking panel |  | APC | NetShelter | AR8101BLK-3U | APCC280 |  |  |  | Sep 11 2014 1:28PM
San Jose | San Jose -> ETSR2 ZONE 2 -> ROW E -> Z2.E.02 | Z2.E.02 | InOutPlug#2 | ETSR2-Z2E02-PDUA |  | Raritan Computer | Dominion PX | PX-5522 | RCI293 | PXR9C50034 |  | 10.4.189.156 | Sep 24 2014 6:20PM
San Jose | San Jose -> ETSR2 ZONE 2 -> ROW E -> Z2.E.02 | Z2.E.02 | InOutPlug#1 | ETSR2-Z2E02-PDUB |  | Raritan Computer | Dominion PX | PX-5522 | RCI293 | PXR9850027 |  | 10.4.189.157 | Sep 24 2014 6:20PM
San Jose | San Jose -> ETSR2 ZONE 2 -> ROW E -> Z2.E.02 | Z2.E.02 | RU#50 | blanking panel |  | APC | NetShelter | AR8101BLK-2U | APC970 |  |  |  | Apr 27 2015 12:34PM
San Jose | San Jose -> ETSR2 ZONE 2 -> ROW E -> Z2.E.02 | Z2.E.02 | RU#46 | blanking panel |  | APC | NetShelter | AR8101BLK-4U | APC971 |  |  |  | Apr 27 2015 12:34PM
San Jose | San Jose -> ETSR2 ZONE 2 -> ROW E -> Z2.E.02 | Z2.E.02 | RU#42 | blanking panel |  | APC | NetShelter | AR8101BLK-4U | APC971 |  |  |  | Apr 27 2015 12:34PM
San Jose | San Jose -> ETSR2 ZONE 2 -> ROW E -> Z2.E.02 | Z2.E.02 | RU#38 | blanking panel |  | APC | NetShelter | AR8101BLK-4U | APC971 |  |  |  | Sep 11 2014 1:28PM
San Jose | San Jose -> ETSR2 ZONE 2 -> ROW E -> Z2.E.02 | Z2.E.02 | RU#34 | SJSHARE1 | STORAGE SERVICES | Isilon Systems | X-Series | X400 | ISLN052 | SX400-201409-0062 |  | 10.4.183.74, 10.8.123.74 | Aug 6 2014 5:52PM
San Jose | San Jose -> ETSR2 ZONE 2 -> ROW E -> Z2.E.02 | Z2.E.02 | RU#33 | blanking panel |  | APC | NetShelter | AR8101BLK-1U | APC969 |  |  |  | Aug 6 2014 5:51PM
San Jose | San Jose -> ETSR2 ZONE 2 -> ROW E -> Z2.E.02 | Z2.E.02 | RU#29 | SJSHARE2 | STORAGE SERVICES | Isilon Systems | X-Series | X400 | ISLN052 | SX400-201334-0003 |  |  | Aug 6 2014 5:52PM
San Jose | San Jose -> ETSR2 ZONE 2 -> ROW E -> Z2.E.02 | Z2.E.02 | RU#25 | SJSHARE3 | STORAGE SERVICES | Isilon Systems | X-Series | X400 | ISLN052 | SX400-201334-0026 |  |  | Aug 6 2014 5:52PM
San Jose | San Jose -> ETSR2 ZONE 2 -> ROW E -> Z2.E.02 | Z2.E.02 | RU#21 | SJSHARE4 | STORAGE SERVICES | Isilon Systems | X-Series | X400 | ISLN052 | SX400-201334-0010 |  |  | Aug 6 2014 5:52PM
San Jose | San Jose -> ETSR2 ZONE 2 -> ROW E -> Z2.E.02 | Z2.E.02 | RU#17 | SJSHARE5 | STORAGE SERVICES | Isilon Systems | X-Series | X400 | ISLN052 | SX400-201334-0014 |  |  | Aug 6 2014 5:51PM
San Jose | San Jose -> ETSR2 ZONE 2 -> ROW E -> Z2.E.02 | Z2.E.02 | RU#13 | SJSHARE6 | STORAGE SERVICES | Isilon Systems | X-Series | X400 | ISLN052 | SX400-301345-0023 |  |  | Aug 6 2014 5:51PM
San Jose | San Jose -> ETSR2 ZONE 2 -> ROW E -> Z2.E.02 | Z2.E.02 | RU#09 | SJSHARE7 | STORAGE SERVICES | Isilon Systems | X-Series | X400 | ISLN052 | SX400-301345-0028 |  |  | Aug 6 2014 5:51PM
San Jose | San Jose -> ETSR2 ZONE 2 -> ROW E -> Z2.E.03 | Z2.E.03 | RU#08 | blanking panel |  | APC | NetShelter | AR8101BLK-2U | APC970 |  |  |  | Aug 6 2014 5:53PM
San Jose | San Jose -> ETSR2 ZONE 2 -> ROW E -> Z2.E.03 | Z2.E.03 | RU#06 | blanking panel |  | APC | NetShelter | AR8101BLK-2U | APC970 |  |  |  | Aug 6 2014 5:52PM
San Jose | San Jose -> ETSR2 ZONE 2 -> ROW E -> Z2.E.03 | Z2.E.03 | RU#04 | blanking panel |  | APC | NetShelter | AR8101BLK-2U | APC970 |  |  |  | Aug 6 2014 5:52PM
San Jose | San Jose -> ETSR2 ZONE 2 -> ROW E -> Z2.E.03 | Z2.E.03 | RU#02 | blanking panel |  | APC | NetShelter | AR8101BLK-2U | APC970 |  |  |  | Aug 6 2014 5:52PM
San Jose | San Jose -> ETSR2 ZONE 2 -> ROW E -> Z2.E.03 | Z2.E.03 | RU#01 | blanking panel |  | APC | NetShelter | AR8101BLK-1U | APC969 |  |  |  | Aug 6 2014 5:52PM
San Jose | San Jose -> ETSR2 ZONE 2 -> ROW E -> Z2.E.03 | Z2.E.03 | InOutPlug#2 | ETSR2-Z2E03-PDUA | DATA CENTER OPERATIONS | Raritan Computer | Dominion PX | PX-5522 | RCI293 | PXR9C50038 |  | 10.4.189.158 | Sep 24 2014 6:20PM
San Jose | San Jose -> ETSR2 ZONE 2 -> ROW E -> Z2.E.03 | Z2.E.03 | InOutPlug#1 | ETSR2-Z2E03-PDUB | DATA CENTER OPERATIONS | Raritan Computer | Dominion PX | PX-5522 | RCI293 | PXR9850019 |  | 10.4.189.159 | Sep 24 2014 6:20PM
San Jose | San Jose -> ETSR2 ZONE 2 -> ROW E -> Z2.E.03 | Z2.E.03 | RU#51 | CONET2-6 | DATA CENTER OPERATIONS | Cyclades | AlterPath | ACS48 | CYCL017 |  |  | 10.4.188.40 | Oct 20 2014 6:50PM
San Jose | San Jose -> ETSR2 ZONE 2 -> ROW E -> Z2.E.03 | Z2.E.03 | RU#50 | blanking panel |  | APC | NetShelter | AR8101BLK-1U | APC969 |  |  |  | Apr 27 2015 12:34PM
San Jose | San Jose -> ETSR2 ZONE 2 -> ROW E -> Z2.E.03 | Z2.E.03 | RU#46 | blanking panel |  | APC | NetShelter | AR8101BLK-4U | APC971 |  |  |  | Apr 27 2015 12:34PM
San Jose | San Jose -> ETSR2 ZONE 2 -> ROW E -> Z2.E.03 | Z2.E.03 | RU#45 | blanking panel |  | APC | NetShelter | AR8101BLK-1U | APC969 |  |  |  | Apr 27 2015 12:34PM
San Jose | San Jose -> ETSR2 ZONE 2 -> ROW E -> Z2.E.03 | Z2.E.03 | RU#44 | blanking panel |  | APC | NetShelter | AR8101BLK-1U | APC969 |  |  |  | Oct 20 2014 6:50PM
San Jose | San Jose -> ETSR2 ZONE 2 -> ROW E -> Z2.E.03 | Z2.E.03 | RU#34 | SJ1HCA015 |  | Hewlett-Packard | C-Class | 412152-B21 | HEPA586 | USE334CRR8 | NA | ILO1=10.5.64.217, ILO2=10.5.64.218 | Aug 6 2014 5:54PM
San Jose | San Jose -> ETSR2 ZONE 2 -> ROW E -> Z2.E.03 | Z2.E.03 | RU#24 | SJ1HCA016 |  | Hewlett-Packard | C-Class | 412152-B21 | HEPA586 | USE334CRR7 | NA | ILO1=10.5.64.219, ILO2=10.5.64.220 | Aug 6 2014 5:53PM
San Jose | San Jose -> ETSR2 ZONE 2 -> ROW E -> Z2.E.03 | Z2.E.03 | RU#22 | blanking panel |  | APC | NetShelter | AR8101BLK-2U | APC970 |  |  |  | Aug 6 2014 5:53PM
San Jose | San Jose -> ETSR2 ZONE 2 -> ROW E -> Z2.E.03 | Z2.E.03 | RU#20 | blanking panel |  | APC | NetShelter | AR8101BLK-2U | APC970 |  |  |  | Aug 6 2014 5:53PM
San Jose | San Jose -> ETSR2 ZONE 2 -> ROW E -> Z2.E.03 | Z2.E.03 | RU#18 | blanking panel |  | APC | NetShelter | AR8101BLK-2U | APC970 |  |  |  | Aug 6 2014 5:53PM
San Jose | San Jose -> ETSR2 ZONE 2 -> ROW E -> Z2.E.03 | Z2.E.03 | RU#16 | blanking panel |  | APC | NetShelter | AR8101BLK-2U | APC970 |  |  |  | Aug 6 2014 5:53PM
San Jose | San Jose -> ETSR2 ZONE 2 -> ROW E -> Z2.E.03 | Z2.E.03 | RU#14 | blanking panel |  | APC | NetShelter | AR8101BLK-2U | APC970 |  |  |  | Aug 6 2014 5:53PM
San Jose | San Jose -> ETSR2 ZONE 2 -> ROW E -> Z2.E.03 | Z2.E.03 | RU#12 | blanking panel |  | APC | NetShelter | AR8101BLK-2U | APC970 |  |  |  | Aug 6 2014 5:53PM
San Jose | San Jose -> ETSR2 ZONE 2 -> ROW E -> Z2.E.03 | Z2.E.03 | RU#10 | blanking panel |  | APC | NetShelter | AR8101BLK-2U | APC970 |  |  |  | Aug 6 2014 5:53PM
San Jose | San Jose -> ETSR2 ZONE 2 -> ROW E -> Z2.E.04 | Z2.E.04 | RU#01 | blanking panel |  | APC | NetShelter | AR8135BLK | APC689 |  |  |  | Aug 6 2014 5:56PM
San Jose | San Jose -> ETSR2 ZONE 2 -> ROW E -> Z2.E.04 | Z2.E.04 | RU#50 | blanking panel |  | APC | NetShelter | AR8101BLK-2U | APC970 |  |  |  | Apr 27 2015 12:34PM
San Jose | San Jose -> ETSR2 ZONE 2 -> ROW E -> Z2.E.04 | Z2.E.04 | RU#46 | blanking panel |  | APC | NetShelter | AR8101BLK-4U | APC971 |  |  |  | Apr 27 2015 12:34PM
San Jose | San Jose -> ETSR2 ZONE 2 -> ROW E -> Z2.E.04 | Z2.E.04 | RU#45 | blanking panel |  | APC | NetShelter | AR8108BLK | APC978 |  |  |  | Aug 6 2014 5:56PM
San Jose | San Jose -> ETSR2 ZONE 2 -> ROW E -> Z2.E.04 | Z2.E.04 | RU#43 | blanking panel |  | APC | NetShelter | AR8109BLK | APC979 |  |  |  | Aug 6 2014 5:56PM
San Jose | San Jose -> ETSR2 ZONE 2 -> ROW E -> Z2.E.04 | Z2.E.04 | RU#39 | SJ1IBP010 (#1) |  | IBM | Power 7 Series | 9117-MMB | IBMM813 | 10654C7 / 00000DBJK586 | 13001058 |  | Aug 6 2014 5:57PM
San Jose | San Jose -> ETSR2 ZONE 2 -> ROW E -> Z2.E.04 | Z2.E.04 | RU#35 | SJ1IBP010 (#2) |  | IBM | Power 7 Series | 9117-MMB | IBMM813 | 00000DBJH576 | 13001058 |  | Aug 6 2014 5:57PM
San Jose | San Jose -> ETSR2 ZONE 2 -> ROW E -> Z2.E.04 | Z2.E.04 | RU#31 | SJ1IBP010 (#3) |  | IBM | Power 7 Series | 9117-MMB | IBMM813 | 00000DBJK563 | 13001058 |  | Aug 6 2014 5:57PM
San Jose | San Jose -> ETSR2 ZONE 2 -> ROW E -> Z2.E.04 | Z2.E.04 | RU#27 | SJ1IBP010 (#4) |  | IBM | Power 7 Series | 9117-MMB | IBMM813 | 00000DBJI037 | 13001058 |  | Aug 6 2014 5:56PM
San Jose | San Jose -> ETSR2 ZONE 2 -> ROW E -> Z2.E.04 | Z2.E.04 | RU#25 | blanking panel |  | APC | NetShelter | AR8109BLK | APC979 |  |  |  | Aug 6 2014 5:56PM
San Jose | San Jose -> ETSR2 ZONE 2 -> ROW E -> Z2.E.04 | Z2.E.04 | RU#21 | blanking panel |  | APC | NetShelter | AR8101BLK-4U | APC971 |  |  |  | Oct 7 2014 7:21PM
San Jose | San Jose -> ETSR2 ZONE 2 -> ROW E -> Z2.E.04 | Z2.E.04 | RU#19 | ETSR2-Z2E04-PDUA | DATA CENTER OPERATIONS | Raritan Computer | Dominion PX | PX-5273 | RCI300 | PL83800006 |  | 10.4.189.160 | Oct 7 2014 7:21PM
San Jose | San Jose -> ETSR2 ZONE 2 -> ROW E -> Z2.E.04 | Z2.E.04 | RU#17 | ETSR2-Z2E04-PDUB | DATA CENTER OPERATIONS | Raritan Computer | Dominion PX | PX-5273 | RCI300 | PL83800004 |  | 10.4.189.161 | Oct 7 2014 7:21PM
San Jose | San Jose -> ETSR2 ZONE 2 -> ROW E -> Z2.E.04 | Z2.E.04 | RU#09 | blanking panel |  | APC | NetShelter | AR8135BLK | APC689 |  |  |  | Aug 6 2014 5:56PM
San Jose | San Jose -> ETSR2 ZONE 2 -> ROW E -> Z2.E.05 | Z2.E.05 | RU#01 | blanking panel |  | APC | NetShelter | AR8101BLK-8U | APC972 |  |  |  | Aug 6 2014 5:57PM
San Jose | San Jose -> ETSR2 ZONE 2 -> ROW E -> Z2.E.05 | Z2.E.05 | InOutPlug#2 | ETSR2-Z2E05-PDUA |  | Raritan Computer | Dominion PX | PX-5522 | RCI293 | PXR9C50027 |  | 10.4.189.113 | Sep 24 2014 6:20PM
San Jose | San Jose -> ETSR2 ZONE 2 -> ROW E -> Z2.E.05 | Z2.E.05 | InOutPlug#1 | ETSR2-Z2E05-PDUB |  | Raritan Computer | Dominion PX | PX-5522 | RCI293 | PXR9B50005 |  | 10.4.189.114 | Sep 24 2014 6:20PM
San Jose | San Jose -> ETSR2 ZONE 2 -> ROW E -> Z2.E.05 | Z2.E.05 | RU#50 | blanking panel |  | APC | NetShelter | AR8101BLK-2U | APC970 |  |  |  | Apr 27 2015 12:34PM
San Jose | San Jose -> ETSR2 ZONE 2 -> ROW E -> Z2.E.05 | Z2.E.05 | RU#46 | blanking panel |  | APC | NetShelter | AR8101BLK-4U | APC971 |  |  |  | Apr 27 2015 12:34PM
San Jose | San Jose -> ETSR2 ZONE 2 -> ROW E -> Z2.E.05 | Z2.E.05 | RU#42 | SJSHARE8 | STORAGE SERVICES | Isilon Systems | X-Series | X400 | ISLN052 | SX400-301238-0192 |  |  | Aug 6 2014 5:57PM
San Jose | San Jose -> ETSR2 ZONE 2 -> ROW E -> Z2.E.05 | Z2.E.05 | RU#38 | SJSHARE9 | STORAGE SERVICES | Isilon Systems | X-Series | X400 | ISLN052 | SX400-301238-0220 |  |  | Aug 6 2014 5:57PM
San Jose | San Jose -> ETSR2 ZONE 2 -> ROW E -> Z2.E.05 | Z2.E.05 | RU#34 | SJSHARE10 | STORAGE SERVICES | Isilon Systems | X-Series | X400 | ISLN052 | SX400-201409-0063 |  |  | Aug 6 2014 5:57PM
San Jose | San Jose -> ETSR2 ZONE 2 -> ROW E -> Z2.E.05 | Z2.E.05 | RU#30 | SJSHARE11 |  | Isilon Systems | X-Series | X400 | ISLN052 |  | 100214160 |  | May 28 2015 3:15PM
San Jose | San Jose -> ETSR2 ZONE 2 -> ROW E -> Z2.E.05 | Z2.E.05 | RU#17 | blanking panel |  | APC | NetShelter | AR8101BLK-8U | APC972 |  |  |  | Sep 22 2014 7:25PM
San Jose | San Jose -> ETSR2 ZONE 2 -> ROW E -> Z2.E.05 | Z2.E.05 | RU#09 | blanking panel |  | APC | NetShelter | AR8101BLK-8U | APC972 |  |  |  | Aug 6 2014 5:57PM
San Jose | San Jose -> ETSR2 ZONE 2 -> ROW E -> Z2.E.06 | Z2.E.06 | RU#06 | (shelf) BAST-MAC-QA-1 |  | Generic Equipment Set | Shelf | 19 Inch 1U Shelf | GENR944 |  |  |  | Aug 6 2014 5:42PM
San Jose | San Jose -> ETSR2 ZONE 2 -> ROW E -> Z2.E.06 | Z2.E.06 | RU#05 | SJ1ISI-INFINIBANDSA | STORAGE SERVICES | Generic Altima Technologies Rackmountable | General Rackmount Equipment | 1U Server | 0GRM076 | N/A | N/A | N/A | Aug 6 2014 5:58PM
San Jose | San Jose -> ETSR2 ZONE 2 -> ROW E -> Z2.E.06 | Z2.E.06 | RU#04 | SJ1ISI-INFINIBANDSB | STORAGE SERVICES | Generic Altima Technologies Rackmountable | General Rackmount Equipment | 1U Server | 0GRM076 | FLM016649 | N/A | N/A | Aug 6 2014 5:58PM
San Jose | San Jose -> ETSR2 ZONE 2 -> ROW E -> Z2.E.06 | Z2.E.06 | InOutPlug#2 | ETSR2-Z2E06-PDUA |  | Raritan Computer | Dominion PX | PX-5522 | RCI293 | PXR9C50016 |  | 10.4.189.162 | Sep 24 2014 6:20PM
San Jose | San Jose -> ETSR2 ZONE 2 -> ROW E -> Z2.E.06 | Z2.E.06 | InOutPlug#1 | ETSR2-Z2E06-PDUB |  | Raritan Computer | Dominion PX | PX-5522 | RCI293 | PXR9C50031 |  | 10.4.189.163 | Sep 24 2014 6:20PM
San Jose | San Jose -> ETSR2 ZONE 2 -> ROW E -> Z2.E.06 | Z2.E.06 | RU#51 | SJESR2ILOE-06 | NETWORK SERVICES | Cisco Systems | Catalyst 2960 | WS-C2960-48TC-L | CICO343 |  |  |  | Aug 6 2014 5:58PM
San Jose | San Jose -> ETSR2 ZONE 2 -> ROW E -> Z2.E.06 | Z2.E.06 | RU#43 | SJFIREEYE-ETSR2 | Security Services | Fire Eye | Security Appliance | 4000 Series | FIRY002 | 7307231300259086805C |  | 10.0.8.17 | Aug 5 2014 2:15PM
San Jose | San Jose -> ETSR2 ZONE 2 -> ROW E -> Z2.E.06 | Z2.E.06 | RU#40 | KROGERS-1 |  | SUN Microsystems | Enterprise | T5220 | SUNM069 | BEL0825PMY |  |  | Aug 6 2014 5:42PM
San Jose | San Jose -> ETSR2 ZONE 2 -> ROW E -> Z2.E.06 | Z2.E.06 | RU#26 | (shelf) BAST-MAC-STG-1/BAST-MAC-STG-2 |  | Generic Equipment Set | Shelf | 19 Inch 1U Shelf | GENR944 |  |  |  | Aug 6 2014 5:42PM
San Jose | San Jose -> ETSR2 ZONE 2 -> ROW E -> Z2.E.06 | Z2.E.06 | RU#14 | (shelf) BAST-MAC-STG-3/BAST-MAC-STG-4 |  | Generic Equipment Set | Shelf | 19 Inch 1U Shelf | GENR944 |  |  |  | Aug 6 2014 5:42PM
San Jose | San Jose -> ETSR2 ZONE 2 -> ROW E -> Z2.E.06 -> (shelf) BAST-MAC-QA-1 | (shelf) BAST-MAC-QA-1 | InOutPlug#1 | BAST-MAC-QA-1 |  | Apple Computer | Mac | MacPro | APPL165 | H00362VBGWR |  | 10.5.121.21 | Aug 6 2014 5:42PM
San Jose | San Jose -> ETSR2 ZONE 2 -> ROW E -> Z2.E.06 -> (shelf) BAST-MAC-STG-1/BAST-MAC-STG-2 | (shelf) BAST-MAC-STG-1/BAST-MAC-STG-2 | InOutPlug#7 | BAST-MAC-STG-2 |  | Apple Computer | Mac | MacPro | APPL165 | CMVHQ08UF4MD | 3118584 | 10.5.121.36 | Aug 6 2014 5:42PM
San Jose | San Jose -> ETSR2 ZONE 2 -> ROW E -> Z2.E.06 -> (shelf) BAST-MAC-STG-1/BAST-MAC-STG-2 | (shelf) BAST-MAC-STG-1/BAST-MAC-STG-2 | InOutPlug#1 | BAST-MAC-STG-1 | LAB SERVICES | Apple Computer | Mac | MacPro | APPL165 | CMVHQ04EF4MD | 3118584 | 10.5.121.35 | Aug 6 2014 5:42PM
San Jose | San Jose -> ETSR2 ZONE 2 -> ROW E -> Z2.E.06 -> (shelf) BAST-MAC-STG-3/BAST-MAC-STG-4 | (shelf) BAST-MAC-STG-3/BAST-MAC-STG-4 | InOutPlug#7 | BAST-MAC-STG-4 |  | Apple Computer | Mac | MacPro | APPL165 | CMVHP0XEF4MD | 3118584 | 10.5.121.38 | Aug 6 2014 5:42PM
San Jose | San Jose -> ETSR2 ZONE 2 -> ROW E -> Z2.E.06 -> (shelf) BAST-MAC-STG-3/BAST-MAC-STG-4 | (shelf) BAST-MAC-STG-3/BAST-MAC-STG-4 | InOutPlug#1 | BAST-MAC-STG-3 |  | Apple Computer | Mac | MacPro | APPL165 | CMVHP107F4MD | 3118584 | 10.5.121.37 | Aug 6 2014 5:42PM
San Jose | San Jose -> ETSR2 ZONE 2 -> ROW E -> Z2.E.07 | Z2.E.07 | InOutPlug#2 | ETSR2-Z2E07-PDUA |  | Raritan Computer | Dominion PX | PX-5522 | RCI293 | PXR9C50018 |  | 10.4.189.164 | Sep 24 2014 6:20PM
San Jose | San Jose -> ETSR2 ZONE 2 -> ROW E -> Z2.E.07 | Z2.E.07 | InOutPlug#1 | ETSR2-Z2E07-PDUB |  | Raritan Computer | Dominion PX | PX-5522 | RCI293 | PXR9850017 |  | 10.4.189.165 | Sep 24 2014 6:20PM
San Jose | San Jose -> ETSR2 ZONE 2 -> ROW E -> Z2.E.07 | Z2.E.07 | RU#36 | BE1P7KETSR2 |  | Hewlett-Packard | C-Class | 412152-B21 | HEPA586 | USE008XT8R |  |  | Oct 21 2014 4:57PM
San Jose | San Jose -> ETSR2 ZONE 2 -> ROW E -> Z2.E.07 | Z2.E.07 | RU#26 | SJ1HCA020 | SERVER SERVICES | Hewlett-Packard | C-Class | 412152-B21 | HEPA586 |  | N/A |  | Aug 6 2014 6:00PM
San Jose | San Jose -> ETSR2 ZONE 2 -> ROW E -> Z2.E.07 | Z2.E.07 | RU#16 | SJ1HCA005 (DMZ) | SERVER SERVICES | Hewlett-Packard | C-Class | 412152-B21 | HEPA586 | USE01810SP | N/A | 10.4.172.252, 10.4.172.253 | Aug 6 2014 5:59PM
San Jose | San Jose -> ETSR2 ZONE 2 -> ROW E -> Z2.E.07 | Z2.E.07 | RU#14 | ETSR2-Z2E07-PDUC |  | Raritan Computer | Dominion PX | DPXR8-15-J | RCI463 | AD31250040 |  | 10.4.189.166 | Oct 18 2016 11:40AM
San Jose | San Jose -> ETSR2 ZONE 2 -> ROW E -> Z2.E.07 | Z2.E.07 | RU#13 | ETSR2-Z2E07-PDUD |  | Raritan Computer | Dominion PX | DPXR8-15-J | RCI463 | AD31250041 |  | 10.4.189.167 | Oct 18 2016 11:40AM
San Jose | San Jose -> ETSR2 ZONE 2 -> ROW E -> Z2.E.08 | Z2.E.08 | InOutPlug#2 | ETSR2-Z2E08-PDUA |  | Raritan Computer | Dominion PX | PX-5522 | RCI293 | PXR9C50030 |  | 10.4.189.168 | Sep 24 2014 6:20PM
San Jose | San Jose -> ETSR2 ZONE 2 -> ROW E -> Z2.E.08 | Z2.E.08 | InOutPlug#1 | ETSR2-Z2E08-PDUB |  | Raritan Computer | Dominion PX | PX-5522 | RCI293 | PXR9C50032 |  | 10.4.189.169 | Sep 24 2014 6:20PM
San Jose | San Jose -> ETSR2 ZONE 2 -> ROW E -> Z2.E.08 | Z2.E.08 | RU#36 | SJ1HCA001 |  | Hewlett-Packard | C-Class | 412152-B21 | HEPA586 | USE01810SW |  | Bkp=10.4.182.135 | Aug 7 2014 11:48AM
San Jose | San Jose -> ETSR2 ZONE 2 -> ROW E -> Z2.E.08 | Z2.E.08 | RU#26 | SJ1HCA004 (LAN) |  | Hewlett-Packard | C-Class | 412152-B21 | HEPA586 | USE01810SW |  | Bkp=10.4.182.135 | Aug 7 2014 11:47AM
San Jose | San Jose -> ETSR2 ZONE 2 -> ROW E -> Z2.E.08 | Z2.E.08 | RU#16 | SJ1HCA006 |  | Hewlett-Packard | C-Class | 412152-B21 | HEPA586 | USE01810SX |  | Bkp=10.4.182.135 | Aug 7 2014 11:46AM
San Jose | San Jose -> ETSR2 ZONE 2 -> ROW E -> Z2.E.08 | Z2.E.08 | RU#15 | ETSR2-Z2E08-PDUC | DATA CENTER OPERATIONS | Raritan Computer | Dominion PX | DPCR8A-20L6 | RCI195 | AD31250030 |  | 10.4.189.170 | Aug 7 2014 11:49AM
San Jose | San Jose -> ETSR2 ZONE 2 -> ROW E -> Z2.E.08 | Z2.E.08 | RU#14 | ETSR2-Z2E08-PDUD | DATA CENTER OPERATIONS | Raritan Computer | Dominion PX | DPCR8A-20L6 | RCI195 | AD31250029 |  | 10.4.189.171 | Aug 7 2014 11:49AM
San Jose | San Jose -> ETSR2 ZONE 2 -> ROW E -> Z2.E.09 | Z2.E.09 | InOutPlug#2 | ETSR2-Z2E09-PDUA |  | Raritan Computer | Dominion PX | PX-5522 | RCI293 | PXR9850021 |  | 10.4.189.172 | Sep 24 2014 6:20PM
San Jose | San Jose -> ETSR2 ZONE 2 -> ROW E -> Z2.E.09 | Z2.E.09 | InOutPlug#1 | ETSR2-Z2E09-PDUB |  | Raritan Computer | Dominion PX | PX-5522 | RCI293 | PXR9850024 |  | 10.4.189.173 | Sep 24 2014 6:20PM
San Jose | San Jose -> ETSR2 ZONE 2 -> ROW E -> Z2.E.09 | Z2.E.09 | RU#36 | SJ1HCA002 |  | Hewlett-Packard | C-Class | 412152-B21 | HEPA586 | USE01810SR |  | Bkp=10.4.182.136 | Aug 7 2014 11:50AM
San Jose | San Jose -> ETSR2 ZONE 2 -> ROW E -> Z2.E.09 | Z2.E.09 | RU#34 | SJ1DRA332 |  | Dell Computer | PowerEdge R-Series | PowerEdge R730 - 3.5 Inch Drive Bays | DELM603 | 5NNBR22 |  | 10.5.81.44, Drac=10.4.188.58 | Jul 31 2015 3:54PM
San Jose | San Jose -> ETSR2 ZONE 2 -> ROW E -> Z2.E.09 | Z2.E.09 | RU#32 | SJ1DRA333 |  | Dell Computer | PowerEdge R-Series | PowerEdge R730 - 3.5 Inch Drive Bays | DELM603 | 5NMDR22 |  | 10.4.188.59, Drac=10.5.81.43 | Jul 31 2015 3:54PM
San Jose | San Jose -> ETSR2 ZONE 2 -> ROW E -> Z2.E.10 | Z2.E.10 | RU#08 | BIZSHARE20 |  | Isilon Systems | S-Series | S200 | ISLN036 | SS200-201324-0053 |  | 10.5.77.82, Rep=10.116.127.75, Prvt=10.8.123.142 | Aug 7 2014 11:51AM
San Jose | San Jose -> ETSR2 ZONE 2 -> ROW E -> Z2.E.10 | Z2.E.10 | RU#06 | BIZSHARE21 |  | Isilon Systems | S-Series | S200 | ISLN036 | SS200-201324-0054 |  | 10.5.77.83, Rep=10.116.127.76, Prvt=10.8.123.143 | Aug 7 2014 11:51AM
San Jose | San Jose -> ETSR2 ZONE 2 -> ROW E -> Z2.E.10 | Z2.E.10 | RU#02 | BIZSHAREIB1 (Flextronics Switch: F-X430046) | STORAGE SERVICES | Generic Altima Technologies Rackmountable | General Rackmount Equipment | 1U 16 Port Switch | 0GRM102 | FLM042046 |  |  | Aug 7 2014 11:52AM
San Jose | San Jose -> ETSR2 ZONE 2 -> ROW E -> Z2.E.10 | Z2.E.10 | RU#01 | BIZSHAREIB2 (Flextronics Switch: F-X430046) | STORAGE SERVICES | Generic Altima Technologies Rackmountable | General Rackmount Equipment | 1U 16 Port Switch | 0GRM102 | FLM041988 |  |  | Aug 7 2014 11:52AM
San Jose | San Jose -> ETSR2 ZONE 2 -> ROW E -> Z2.E.10 | Z2.E.10 | InOutPlug#2 | ETSR2-Z2E10-PDUA |  | Raritan Computer | Dominion PX | PX-5522 | RCI293 | PXR9850023 |  | 10.4.189.174 | Sep 24 2014 6:20PM
San Jose | San Jose -> ETSR2 ZONE 2 -> ROW E -> Z2.E.10 | Z2.E.10 | InOutPlug#1 | ETSR2-Z2E10-PDUB |  | Raritan Computer | Dominion PX | PX-5522 | RCI293 | PXR9C50009 |  | 10.4.189.175 | Sep 24 2014 6:20PM
San Jose | San Jose -> ETSR2 ZONE 2 -> ROW E -> Z2.E.10 | Z2.E.10 | RU#42 | BIZSHARE19 | STORAGE SERVICES | Isilon Systems | S-Series | S200 | ISLN036 | SX200-201333-0001 |  | 10.5.77.23 | Aug 7 2014 11:52AM
San Jose | San Jose -> ETSR2 ZONE 2 -> ROW E -> Z2.E.10 | Z2.E.10 | RU#40 | BIZSHARE18 | STORAGE SERVICES | Isilon Systems | S-Series | S200 | ISLN036 | SX200-201333-0002 |  | 10.5.77.21 | Aug 7 2014 11:52AM
San Jose | San Jose -> ETSR2 ZONE 2 -> ROW E -> Z2.E.10 | Z2.E.10 | RU#38 | BIZSHARE17 | STORAGE SERVICES | Isilon Systems | S-Series | S200 | ISLN036 | SS200-301136-0244 | 3114273 | 10.5.79.210, 10.8.123.80, 10.116.127.74, 10.5.79.212 | Aug 7 2014 11:52AM
San Jose | San Jose -> ETSR2 ZONE 2 -> ROW E -> Z2.E.10 | Z2.E.10 | RU#36 | BIZSHARE16 | STORAGE SERVICES | Isilon Systems | S-Series | S200 | ISLN036 | SS200-301136-0241 | 3114099 | 10.5.79.209, 10.8.123.79, 10.116.127.73, 10.5.79.211 | Aug 7 2014 11:52AM
San Jose | San Jose -> ETSR2 ZONE 2 -> ROW E -> Z2.E.10 | Z2.E.10 | RU#34 | BIZSHARE15 | STORAGE SERVICES | Isilon Systems | X-Series | X200 | ISLN037 | SS200-301136-0242 | 3114274 | BIZSHARE15-PRVT (10.8.123.78),BIZSHARE15 (10.5.79.4),bizsharenfs15 (10.5.79.95) | Aug 7 2014 11:52AM
San Jose | San Jose -> ETSR2 ZONE 2 -> ROW E -> Z2.E.10 | Z2.E.10 | RU#32 | BIZSHARE14 |  | EMC | Isilon S Series | S210 | EMCC870 | APM00162327450 |  | 10.5.78.132, prvt=10.8.123.77, rep=10.116.127.71, nfs=10.5.78.133 | Aug 23 2016 1:05PM
San Jose | San Jose -> ETSR2 ZONE 2 -> ROW E -> Z2.E.10 | Z2.E.10 | RU#30 | BIZSHARE13 |  | EMC | Isilon S Series | S210 | EMCC870 | APM00162327451 |  | 10.5.78.130, prvt=10.8.123.76, rep=10.116.127.70, nfs=10.5.78.131 | Aug 23 2016 1:05PM
San Jose | San Jose -> ETSR2 ZONE 2 -> ROW E -> Z2.E.10 | Z2.E.10 | RU#28 | BIZSHARE12 |  | EMC | Isilon S Series | S210 | EMCC870 | APM00162327438 |  | 10.5.78.128, prvt=10.8.123.75, rep=10.116.127.69, nfs=10.5.78.129 | Aug 23 2016 1:05PM
San Jose | San Jose -> ETSR2 ZONE 2 -> ROW E -> Z2.E.10 | Z2.E.10 | RU#26 | BIZSHARE11 |  | EMC | Isilon S Series | S210 | EMCC870 | 52102014420007 |  | 10.5.77.15/10.5.77.23/10.8.123.141/10.116.127.67 | Aug 23 2016 1:05PM
San Jose | San Jose -> ETSR2 ZONE 2 -> ROW E -> Z2.E.10 | Z2.E.10 | RU#24 | BIZSHARE10 |  | EMC | Isilon S Series | S210 | EMCC870 | APM00162327439 |  | 10.5.77.14/10.5.77.22/10.8.123.140/10.116.127.66 | Aug 23 2016 1:05PM
San Jose | San Jose -> ETSR2 ZONE 2 -> ROW E -> Z2.E.10 | Z2.E.10 | RU#22 | BIZSHARE9 | STORAGE SERVICES | Isilon Systems | S-Series | IQ 5000S-SSD | ISLN035 | SS200-201126-0024 | N/A | 10.5.77.13/10.5.77.21/10.8.123.139/10.116.127.65 | Aug 7 2014 11:52AM
San Jose | San Jose -> ETSR2 ZONE 2 -> ROW E -> Z2.E.10 | Z2.E.10 | RU#20 | BIZSHARE8 | STORAGE SERVICES | Isilon Systems | S-Series | IQ 5000S-SSD | ISLN035 | SS200-201126-0023 | N/A | 10.5.77.12/10.5.77.20/10.8.123.138/10.116.127.64 | Aug 7 2014 11:51AM
San Jose | San Jose -> ETSR2 ZONE 2 -> ROW E -> Z2.E.10 | Z2.E.10 | RU#18 | BIZSHARE7 | STORAGE SERVICES | Isilon Systems | S-Series | IQ 5000S-SSD | ISLN035 | SS200-201126-0018 | N/A | 10.5.77.11/10.5.77.19/10.8.123.137/10.116.127.63 | Aug 7 2014 11:51AM
San Jose | San Jose -> ETSR2 ZONE 2 -> ROW E -> Z2.E.10 | Z2.E.10 | RU#16 | SJ1ISI001 | STORAGE SERVICES | Isilon Systems | X-Series | X200 | ISLN037 | SS200-201146-0014 |  | Andres Avelar | Aug 6 2014 5:58PM
San Jose | San Jose -> ETSR2 ZONE 2 -> ROW E -> Z2.E.10 | Z2.E.10 | RU#14 | cable manager |  | Generic Patch Panel Icons | Generic Patch Panel | 2U Cable Manager | PP196 |  |  |  | Aug 7 2014 11:53AM
San Jose | San Jose -> ETSR2 ZONE 2 -> ROW E -> Z2.E.10 | Z2.E.10 | RU#12 | SJ1ISI002 | STORAGE SERVICES | Isilon Systems | X-Series | X200 | ISLN037 | SS200-201146-0013 |  |  | Aug 6 2014 5:58PM
San Jose | San Jose -> ETSR2 ZONE 2 -> ROW E -> Z2.E.10 | Z2.E.10 | RU#10 | SJ1ISI003 | STORAGE SERVICES | Isilon Systems | X-Series | X200 | ISLN037 | SS200-201146-0012 |  |  | Aug 6 2014 5:58PM
San Jose | San Jose -> ETSR2 ZONE 2 -> ROW E -> Z2.E.11 | Z2.E.11 | RU#01 | blanking panel |  | APC | NetShelter | AR8101BLK-8U | APC972 |  |  |  | Sep 11 2014 1:28PM
San Jose | San Jose -> ETSR2 ZONE 2 -> ROW E -> Z2.E.11 | Z2.E.11 | InOutPlug#2 | ETSR2-Z2E11-PDUA |  | Raritan Computer | Dominion PX | PX-5522 | RCI293 | PXR0350064 |  | 10.4.189.176 | Sep 24 2014 6:20PM
San Jose | San Jose -> ETSR2 ZONE 2 -> ROW E -> Z2.E.11 | Z2.E.11 | InOutPlug#1 | ETSR2-Z2E11-PDUB |  | Raritan Computer | Dominion PX | PX-5522 | RCI293 | PXR0350063 |  | 10.4.189.177 | Sep 24 2014 6:20PM
San Jose | San Jose -> ETSR2 ZONE 2 -> ROW E -> Z2.E.11 | Z2.E.11 | RU#50 | blanking panel |  | APC | NetShelter | AR8101BLK-2U | APC970 |  |  |  | Apr 27 2015 12:34PM
San Jose | San Jose -> ETSR2 ZONE 2 -> ROW E -> Z2.E.11 | Z2.E.11 | RU#46 | blanking panel |  | APC | NetShelter | AR8101BLK-4U | APC971 |  |  |  | Apr 27 2015 12:34PM
San Jose | San Jose -> ETSR2 ZONE 2 -> ROW E -> Z2.E.11 | Z2.E.11 | RU#44 | blanking panel |  | APC | NetShelter | AR8101BLK-2U | APC970 |  |  |  | Sep 11 2014 1:28PM
San Jose | San Jose -> ETSR2 ZONE 2 -> ROW E -> Z2.E.11 | Z2.E.11 | RU#40 | BIZSHARE22 |  | Isilon Systems | X-Series | X400 | ISLN052 | SX400-301419-0162 |  |  | Sep 8 2014 6:58PM
San Jose | San Jose -> ETSR2 ZONE 2 -> ROW E -> Z2.E.11 | Z2.E.11 | RU#36 | BIZSHARE23 |  | Isilon Systems | X-Series | X400 | ISLN052 | SX400-301419-0164 |  |  | Sep 8 2014 6:58PM
San Jose | San Jose -> ETSR2 ZONE 2 -> ROW E -> Z2.E.11 | Z2.E.11 | RU#32 | BIZSHARE24 |  | Isilon Systems | X-Series | X400 | ISLN052 | SX400-301419-0155 |  |  | Sep 8 2014 6:58PM
San Jose | San Jose -> ETSR2 ZONE 2 -> ROW E -> Z2.E.11 | Z2.E.11 | RU#28 | BIZSHARE25 |  | Isilon Systems | X-Series | X400 | ISLN052 | SX400-301419-0163 |  |  | Sep 8 2014 6:58PM
San Jose | San Jose -> ETSR2 ZONE 2 -> ROW E -> Z2.E.11 | Z2.E.11 | RU#25 | blanking panel |  | APC | NetShelter | AR8101BLK-3U | APCC280 |  |  |  | Sep 11 2014 1:28PM
San Jose | San Jose -> ETSR2 ZONE 2 -> ROW E -> Z2.E.11 | Z2.E.11 | RU#17 | blanking panel |  | APC | NetShelter | AR8101BLK-8U | APC972 |  |  |  | Sep 11 2014 1:28PM
San Jose | San Jose -> ETSR2 ZONE 2 -> ROW E -> Z2.E.11 | Z2.E.11 | RU#09 | blanking panel |  | APC | NetShelter | AR8101BLK-8U | APC972 |  |  |  | Sep 11 2014 1:28PM
San Jose | San Jose -> ETSR2 ZONE 2 -> ROW E -> Z2.E.12 | Z2.E.12 | RU#01 | (shelf) SJMPH002/BAST-MAC-PRD-6 |  | Generic Equipment Set | Shelf | 19 Inch 1U Shelf | GENR944 |  |  |  | Aug 7 2014 11:53AM
San Jose | San Jose -> ETSR2 ZONE 2 -> ROW E -> Z2.E.12 | Z2.E.12 | InOutPlug#2 | ETSR2-Z2E12-PDUA |  | Raritan Computer | Dominion PX | PX-5522 | RCI293 | PXR9C50014 |  | 10.4.189.91 | Sep 24 2014 6:20PM
San Jose | San Jose -> ETSR2 ZONE 2 -> ROW E -> Z2.E.12 | Z2.E.12 | InOutPlug#1 | ETSR2-Z2E12-PDUB |  | Raritan Computer | Dominion PX | PX-5522 | RCI293 | PXR9B50004 |  | 10.4.189.92 | Sep 24 2014 6:20PM
San Jose | San Jose -> ETSR2 ZONE 2 -> ROW E -> Z2.E.12 | Z2.E.12 | RU#50 | blanking panel |  | APC | NetShelter | AR8101BLK-2U | APC970 |  |  |  | Apr 27 2015 12:34PM
San Jose | San Jose -> ETSR2 ZONE 2 -> ROW E -> Z2.E.12 | Z2.E.12 | RU#46 | blanking panel |  | APC | NetShelter | AR8101BLK-4U | APC971 |  |  |  | Apr 27 2015 12:34PM
San Jose | San Jose -> ETSR2 ZONE 2 -> ROW E -> Z2.E.12 | Z2.E.12 | RU#44 | blanking panel |  | APC | NetShelter | AR8101BLK-2U | APC970 |  |  |  | Aug 7 2014 11:53AM
San Jose | San Jose -> ETSR2 ZONE 2 -> ROW E -> Z2.E.12 | Z2.E.12 | RU#42 | SJ1DRA300 |  | Dell Computer | PowerEdge R-Series | PowerEdge R720-3.5 Drive | DELC971 | 9Z4GY12 | 3136608 |  | Oct 30 2014 2:05PM
San Jose | San Jose -> ETSR2 ZONE 2 -> ROW E -> Z2.E.12 | Z2.E.12 | RU#40 | SJ1DRA301 |  | Dell Computer | PowerEdge R-Series | PowerEdge R720-3.5 Drive | DELC971 | 9Z4DY12 | 3136610 |  | Oct 30 2014 2:05PM
San Jose | San Jose -> ETSR2 ZONE 2 -> ROW E -> Z2.E.12 | Z2.E.12 | RU#38 | SJ1DRA302 |  | Dell Computer | PowerEdge R-Series | PowerEdge R720-3.5 Drive | DELC971 | 9Z4FY12 | 3136609 |  | Oct 30 2014 2:05PM
San Jose | San Jose -> ETSR2 ZONE 2 -> ROW E -> Z2.E.12 | Z2.E.12 | RU#25 | (shelf) BAST-MAC-PRD-8/BAST-MAC-QA-2 |  | Generic Equipment Set | Shelf | 19 Inch 1U Shelf | GENR944 |  |  |  | Aug 7 2014 11:54AM
San Jose | San Jose -> ETSR2 ZONE 2 -> ROW E -> Z2.E.12 | Z2.E.12 | RU#13 | (shelf) BAST-MAC-PRD-5/BAST-MAC-PRD-7 |  | Generic Equipment Set | Shelf | 19 Inch 1U Shelf | GENR944 |  |  |  | Aug 7 2014 11:53AM
San Jose | San Jose -> ETSR2 ZONE 2 -> ROW E -> Z2.E.12 -> (shelf) BAST-MAC-PRD-5/BAST-MAC-PRD-7 | (shelf) BAST-MAC-PRD-5/BAST-MAC-PRD-7 | InOutPlug#7 | BAST-MAC-PRD-7 |  | Apple Computer | Mac | MacPro | APPL165 | C07KL015F4MJ | 3122585 |  | Aug 7 2014 11:54AM
San Jose | San Jose -> ETSR2 ZONE 2 -> ROW E -> Z2.E.12 -> (shelf) BAST-MAC-PRD-5/BAST-MAC-PRD-7 | (shelf) BAST-MAC-PRD-5/BAST-MAC-PRD-7 | InOutPlug#1 | BAST-MAC-PRD-5 |  | Apple Computer | Mac | MacPro | APPL165 | C07KL01AF4MJ | 3122587 |  | Aug 7 2014 11:54AM
San Jose | San Jose -> ETSR2 ZONE 2 -> ROW E -> Z2.E.12 -> (shelf) BAST-MAC-PRD-8/BAST-MAC-QA-2 | (shelf) BAST-MAC-PRD-8/BAST-MAC-QA-2 | InOutPlug#7 | BAST-MAC-QA-2 |  | Apple Computer | Mac | MacPro | APPL165 | C07KL019F4MJ | 3122588 |  | Aug 7 2014 11:54AM
San Jose | San Jose -> ETSR2 ZONE 2 -> ROW E -> Z2.E.12 -> (shelf) BAST-MAC-PRD-8/BAST-MAC-QA-2 | (shelf) BAST-MAC-PRD-8/BAST-MAC-QA-2 | InOutPlug#1 | BAST-MAC-PRD-8 |  | Apple Computer | Mac | MacPro | APPL165 | C07KL015F4MJ | 3122589 |  | Aug 7 2014 11:54AM
San Jose | San Jose -> ETSR2 ZONE 2 -> ROW E -> Z2.E.12 -> (shelf) SJMPH002/BAST-MAC-PRD-6 | (shelf) SJMPH002/BAST-MAC-PRD-6 | InOutPlug#7 | BAST-MAC-PRD-6 |  | Apple Computer | Mac | MacPro | APPL165 | C07KL016F4MJ | 3122586 |  | Aug 7 2014 11:53AM
San Jose | San Jose -> ETSR2 ZONE 2 -> ROW E -> Z2.E.12 -> (shelf) SJMPH002/BAST-MAC-PRD-6 | (shelf) SJMPH002/BAST-MAC-PRD-6 | InOutPlug#1 | SJMPH002 |  | Apple Computer | Mac | MacPro | APPL165 | C07KD031F4 | 3122588 | 10.5.89.61 | Aug 7 2014 11:53AM
San Jose | San Jose -> ETSR2 ZONE 2 -> ROW E -> Z2.E.13 | Z2.E.13 | RU#01 | blanking panel |  | APC | NetShelter | AR8101BLK-8U | APC972 |  |  |  | Sep 22 2014 7:12PM
San Jose | San Jose -> ETSR2 ZONE 2 -> ROW E -> Z2.E.13 | Z2.E.13 | InOutPlug#2 | ETSR2-Z2E13-PDUA |  | Raritan Computer | Dominion PX | PX-5522 | RCI293 |  |  | 10.4.189.178 | Sep 24 2014 6:20PM
San Jose | San Jose -> ETSR2 ZONE 2 -> ROW E -> Z2.E.13 | Z2.E.13 | InOutPlug#1 | ETSR2-Z2E13-PDUB |  | Raritan Computer | Dominion PX | PX-5522 | RCI293 | PXR9B50004 |  | 10.4.189.179 | Sep 24 2014 6:20PM
San Jose | San Jose -> ETSR2 ZONE 2 -> ROW E -> Z2.E.13 | Z2.E.13 | RU#50 | blanking panel |  | APC | NetShelter | AR8101BLK-2U | APC970 |  |  |  | Apr 27 2015 12:34PM
San Jose | San Jose -> ETSR2 ZONE 2 -> ROW E -> Z2.E.13 | Z2.E.13 | RU#46 | blanking panel |  | APC | NetShelter | AR8101BLK-4U | APC971 |  |  |  | Apr 27 2015 12:34PM
San Jose | San Jose -> ETSR2 ZONE 2 -> ROW E -> Z2.E.13 | Z2.E.13 | RU#43 | blanking panel |  | APC | NetShelter | AR8101BLK-3U | APCC280 |  |  |  | Sep 22 2014 7:12PM
San Jose | San Jose -> ETSR2 ZONE 2 -> ROW E -> Z2.E.13 | Z2.E.13 | RU#29 | SJET2F1B06 |  | Brocade Communications Systems | SAN Director | Mi10K | BROC051 | AFX0613F00S |  | Nic1(SJET2F1B06)=10.4.176.99, Nic2(SJET2F1B06CP0)=10.4.176.123, SJET2F1B06CP1=10.4.176.125 | Aug 7 2014 11:54AM
San Jose | San Jose -> ETSR2 ZONE 2 -> ROW E -> Z2.E.13 | Z2.E.13 | RU#15 | SJET2F2B06 |  | Brocade Communications Systems | SAN Director | Mi10K | BROC051 | AFX0613F00K |  | Nic1(SJET2F2B06)=10.4.176.100, Nic2(SJET2F2B06CP0)=10.4.176.124, SJET2F2B06CP1=10.4.176.126 | Aug 7 2014 11:54AM
San Jose | San Jose -> ETSR2 ZONE 2 -> ROW E -> Z2.E.13 | Z2.E.13 | RU#13 | blanking panel |  | APC | NetShelter | AR8101BLK-2U | APC970 |  |  |  | Sep 22 2014 7:12PM
San Jose | San Jose -> ETSR2 ZONE 2 -> ROW E -> Z2.E.13 | Z2.E.13 | RU#09 | blanking panel |  | APC | NetShelter | AR8101BLK-4U | APC971 |  |  |  | Sep 22 2014 7:12PM
San Jose | San Jose -> ETSR2 ZONE 2 -> ROW E -> Z2.E.14(A) | Z2.E.14(A) | RU#01 | shelf |  | Generic Equipment Set | Shelf | 19 Inch 1U Shelf | GENR944 |  |  |  | Aug 7 2014 11:54AM
San Jose | San Jose -> ETSR2 ZONE 2 -> ROW E -> Z2.E.14(A) | Z2.E.14(A) | RU#42 | patch panel |  | Generic Equipment Set | 1100CAT5 | Patch Panel 64-Port | GENR675 |  |  |  | Aug 7 2014 11:54AM
San Jose | San Jose -> ETSR2 ZONE 2 -> ROW E -> Z2.E.14(A) | Z2.E.14(A) | RU#38 | patch panel |  | Generic Equipment Set | 1100CAT5 | Patch Panel 64-Port | GENR675 |  |  |  | Aug 7 2014 11:54AM
San Jose | San Jose -> ETSR2 ZONE 2 -> ROW E -> Z2.E.14(A) | Z2.E.14(A) | RU#23 | SJET2F1B07 |  | Brocade Communications Systems | DCX Backbone | DCX 8510-4 | BROC511 |  |  |  | Feb 24 2016 4:36PM
San Jose | San Jose -> ETSR2 ZONE 2 -> ROW E -> Z2.E.14(A) | Z2.E.14(A) | RU#21 | ETSR2-Z2E14-PDUA |  | Raritan Computer | Dominion PX | DPXR20A-16 | RCI378 | QZQ5159016 |  | 10.4.189.178 | Oct 20 2016 12:46PM
San Jose | San Jose -> ETSR2 ZONE 2 -> ROW E -> Z2.E.14(A) | Z2.E.14(A) | RU#19 | ETSR2-Z2E14-PDUB |  | Raritan Computer | Dominion PX | DPXR20A-16 | RCI378 | QZQ5159001 |  | 10.4.189.179 | Oct 20 2016 12:46PM
San Jose | San Jose -> ETSR2 ZONE 2 -> ROW E -> Z2.E.14(A) | Z2.E.14(A) | RU#09 | SJET2F2B07 |  | Brocade Communications Systems | DCX Backbone | DCX 8510-4 | BROC511 |  |  |  | Feb 24 2016 4:36PM
San Jose | San Jose -> ETSR2 ZONE 2 -> ROW E -> Z2.E.14(B) | Z2.E.14(B) | RU#07 | Blanking Panel |  | APC | NetShelter | AR8101BLK-8U | APC972 |  |  |  | Apr 3 2015 5:24PM
San Jose | San Jose -> ETSR2 ZONE 2 -> ROW E -> Z2.E.14(B) | Z2.E.14(B) | RU#03 | Blanking Panel |  | APC | NetShelter | AR8101BLK-4U | APC971 |  |  |  | Apr 3 2015 5:24PM
San Jose | San Jose -> ETSR2 ZONE 2 -> ROW E -> Z2.E.14(B) | Z2.E.14(B) | RU#01 | blanking panel |  | APC | NetShelter | AR8101BLK-2U | APC970 |  |  |  | Oct 22 2014 4:02PM
San Jose | San Jose -> ETSR2 ZONE 2 -> ROW E -> Z2.E.14(B) | Z2.E.14(B) | RU#50 | blanking panel |  | APC | NetShelter | AR8101BLK-2U | APC970 |  |  |  | Apr 27 2015 12:34PM
San Jose | San Jose -> ETSR2 ZONE 2 -> ROW E -> Z2.E.14(B) | Z2.E.14(B) | RU#46 | blanking panel |  | APC | NetShelter | AR8101BLK-4U | APC971 |  |  |  | Apr 27 2015 12:34PM
San Jose | San Jose -> ETSR2 ZONE 2 -> ROW E -> Z2.E.14(B) | Z2.E.14(B) | RU#42 | patch panel |  | Generic Equipment Set | 1100CAT5 | Patch Panel 64-Port | GENR675 |  |  |  | Oct 22 2014 4:05PM
San Jose | San Jose -> ETSR2 ZONE 2 -> ROW E -> Z2.E.14(B) | Z2.E.14(B) | RU#38 | patch panel |  | Generic Equipment Set | 1100CAT5 | Patch Panel 64-Port | GENR675 |  |  |  | Oct 22 2014 4:05PM
San Jose | San Jose -> ETSR2 ZONE 2 -> ROW E -> Z2.E.14(B) | Z2.E.14(B) | RU#37 | blanking panel |  | APC | NetShelter | AR8101BLK-1U | APC969 |  |  |  | Oct 22 2014 4:05PM
San Jose | San Jose -> ETSR2 ZONE 2 -> ROW E -> Z2.E.14(B) | Z2.E.14(B) | RU#33 | blanking panel |  | APC | NetShelter | AR8101BLK-4U | APC971 |  |  |  | Oct 22 2014 4:05PM
San Jose | San Jose -> ETSR2 ZONE 2 -> ROW E -> Z2.E.14(B) | Z2.E.14(B) | RU#31 | Blanking Panel |  | APC | NetShelter | AR8101BLK-2U | APC970 |  |  |  | Apr 3 2015 5:24PM
San Jose | San Jose -> ETSR2 ZONE 2 -> ROW E -> Z2.E.14(B) | Z2.E.14(B) | RU#23 | Blanking Panel |  | APC | NetShelter | AR8101BLK-8U | APC972 |  |  |  | Apr 3 2015 5:24PM
San Jose | San Jose -> ETSR2 ZONE 2 -> ROW E -> Z2.E.14(B) | Z2.E.14(B) | RU#19 | Blanking Panel |  | APC | NetShelter | AR8101BLK-4U | APC971 |  |  |  | Apr 3 2015 5:24PM
San Jose | San Jose -> ETSR2 ZONE 2 -> ROW E -> Z2.E.14(B) | Z2.E.14(B) | RU#17 | blanking panel |  | APC | NetShelter | AR8101BLK-2U | APC970 |  |  |  | Oct 22 2014 4:02PM
San Jose | San Jose -> ETSR2 ZONE 2 -> ROW E -> Z2.E.14(B) | Z2.E.14(B) | RU#15 | Blanking Panel |  | APC | NetShelter | AR8101BLK-2U | APC970 |  |  |  | Apr 3 2015 5:24PM
San Jose | San Jose -> WTSR -> ROW NC -> NC-1 | NC-1 | RU#09 | blanking panel |  | APC | NetShelter | AR8101BLK-8U | APC972 |  |  |  | Aug 5 2014 3:52PM
San Jose | San Jose -> WTSR -> ROW NC -> NC-1 | NC-1 | RU#08 | blanking panel |  | APC | NetShelter | AR8101BLK-1U | APC969 |  |  |  | Aug 5 2014 3:52PM
San Jose | San Jose -> WTSR -> ROW NC -> NC-1 | NC-1 | RU#07 | SNJSTS-VSS-B | NETWORK SERVICES | Cisco Systems | Catalyst 4500-X | WS-C4500X-40X-ES | CISC050 | JAE174308ZS | 6002568 |  | Aug 5 2014 3:52PM
San Jose | San Jose -> WTSR -> ROW NC -> NC-1 | NC-1 | RU#04 | shelf |  | Generic Equipment Set | Shelf | 19 Inch 1U Shelf | GENR944 |  |  |  | Aug 5 2014 3:52PM
San Jose | San Jose -> WTSR -> ROW NC -> NC-1 | NC-1 | RU#03 | blanking panel |  | APC | NetShelter | AR8101BLK-1U | APC969 |  |  |  | Aug 5 2014 3:52PM
San Jose | San Jose -> WTSR -> ROW NC -> NC-1 | NC-1 | RU#01 | blanking panel |  | APC | NetShelter | AR8101BLK-2U | APC970 |  |  |  | Aug 5 2014 3:52PM
San Jose | San Jose -> WTSR -> ROW NC -> NC-1 | NC-1 | RU#45 | blanking panel |  | APC | NetShelter | AR8101BLK-1U | APC969 |  |  |  | Aug 5 2014 3:54PM
San Jose | San Jose -> WTSR -> ROW NC -> NC-1 | NC-1 | RU#43 | cable management |  | APC | NetShelter | AR8426A | APC994 |  |  |  | Aug 5 2014 3:53PM
San Jose | San Jose -> WTSR -> ROW NC -> NC-1 | NC-1 | RU#42 | blanking panel |  | APC | NetShelter | AR8101BLK-1U | APC969 |  |  |  | Aug 5 2014 3:53PM
San Jose | San Jose -> WTSR -> ROW NC -> NC-1 | NC-1 | RU#41 | blanking panel |  | APC | NetShelter | AR8101BLK-1U | APC969 |  |  |  | Aug 13 2015 4:38PM
San Jose | San Jose -> WTSR -> ROW NC -> NC-1 | NC-1 | RU#40 | blanking panel |  | APC | NetShelter | AR8101BLK-1U | APC969 |  |  |  | Oct 6 2014 12:32PM
San Jose | San Jose -> WTSR -> ROW NC -> NC-1 | NC-1 | RU#32 | blanking panel |  | APC | NetShelter | AR8101BLK-8U | APC972 |  |  |  | Oct 6 2014 12:32PM
San Jose | San Jose -> WTSR -> ROW NC -> NC-1 | NC-1 | RU#30 | blanking panel |  | APC | NetShelter | AR8101BLK-2U | APC970 |  |  |  | Aug 5 2014 3:53PM
San Jose | San Jose -> WTSR -> ROW NC -> NC-1 | NC-1 | RU#29 | blanking panel |  | APC | NetShelter | AR8101BLK-1U | APC969 |  |  |  | Aug 5 2014 3:53PM
San Jose | San Jose -> WTSR -> ROW NC -> NC-1 | NC-1 | RU#28 | WEST-EVMON |  | AKCP | Power Supplies | X40 | AKCP005 |  |  |  | Oct 3 2014 4:48PM
San Jose | San Jose -> WTSR -> ROW NC -> NC-1 | NC-1 | RU#26 | WEST-EVMON |  | AKCP | SecurityProbe | SecurityProbe-X60 | AKCP007 |  |  | 153.32.15.100 | Oct 3 2014 4:48PM
San Jose | San Jose -> WTSR -> ROW NC -> NC-1 | NC-1 | RU#25 | SJISX | DATA CENTER OPERATIONS | APC | Environmental Monitoring | AP9320 | APC925 | WA0432150157 |  | 153.32.15.106 | Aug 5 2014 3:53PM
San Jose | San Jose -> WTSR -> ROW NC -> NC-1 | NC-1 | RU#17 | blanking panel |  | APC | NetShelter | AR8101BLK-8U | APC972 |  |  |  | Aug 5 2014 3:52PM
San Jose | San Jose -> WTSR -> ROW NC -> NC-1 -> shelf | shelf | InOutPlug#4 | DS-SJ-WTELEVATOR |  | Dell Computer | OptiPlex | OptiPlex 760 SFF | DELC212 | 6PP4PS2 |  |  | Aug 5 2014 3:52PM
San Jose | San Jose -> WTSR -> ROW NC -> NC-2 | NC-2 | RU#09 | blanking panel |  | APC | NetShelter | AR8101BLK-4U | APC971 |  |  |  | Jul 23 2015 5:44PM
San Jose | San Jose -> WTSR -> ROW NC -> NC-2 | NC-2 | RU#01 | blanking panel |  | APC | NetShelter | AR8101BLK-8U | APC972 |  |  |  | Jul 23 2015 5:44PM
San Jose | San Jose -> WTSR -> ROW NC -> NC-2 | NC-2 | RU#45 | blanking panel |  | APC | NetShelter | AR8101BLK-1U | APC969 |  |  |  | Aug 7 2014 5:06PM
San Jose | San Jose -> WTSR -> ROW NC -> NC-2 | NC-2 | RU#43 | cable manager |  | APC | NetShelter | AR8426A | APC994 |  |  |  | Aug 5 2014 3:56PM
San Jose | San Jose -> WTSR -> ROW NC -> NC-2 | NC-2 | RU#41 | patch panel |  | Panduit | Data-Patch | DP48584TV25 | PAND217 |  |  |  | Aug 5 2014 3:56PM
San Jose | San Jose -> WTSR -> ROW NC -> NC-2 | NC-2 | RU#39 | cable manager |  | APC | NetShelter | AR8426A | APC994 |  |  |  | Aug 5 2014 3:56PM
San Jose | San Jose -> WTSR -> ROW NC -> NC-2 | NC-2 | RU#37 | patch panel |  | Panduit | Data-Patch | DP48584TV25 | PAND217 |  |  |  | Aug 5 2014 3:55PM
San Jose | San Jose -> WTSR -> ROW NC -> NC-2 | NC-2 | RU#35 | cable manager |  | APC | NetShelter | AR8426A | APC994 |  |  |  | Aug 5 2014 3:55PM
San Jose | San Jose -> WTSR -> ROW NC -> NC-2 | NC-2 | RU#33 | patch panel |  | Panduit | Data-Patch | DP48584TV25 | PAND217 |  |  |  | Aug 5 2014 3:55PM
San Jose | San Jose -> WTSR -> ROW NC -> NC-2 | NC-2 | RU#31 | cable manager |  | APC | NetShelter | AR8426A | APC994 |  |  |  | Aug 5 2014 3:55PM
San Jose | San Jose -> WTSR -> ROW NC -> NC-2 | NC-2 | RU#29 | patch panel |  | Panduit | Data-Patch | DP48584TV25 | PAND217 |  |  |  | Aug 5 2014 3:55PM
San Jose | San Jose -> WTSR -> ROW NC -> NC-2 | NC-2 | RU#27 | cable manager |  | APC | NetShelter | AR8426A | APC994 |  |  |  | Aug 5 2014 3:55PM
San Jose | San Jose -> WTSR -> ROW NC -> NC-2 | NC-2 | RU#25 | patch panel |  | Panduit | Data-Patch | DP48584TV25 | PAND217 |  |  |  | Aug 5 2014 3:55PM
San Jose | San Jose -> WTSR -> ROW NC -> NC-2 | NC-2 | RU#23 | cable manager |  | APC | NetShelter | AR8426A | APC994 |  |  |  | Aug 5 2014 3:55PM
San Jose | San Jose -> WTSR -> ROW NC -> NC-2 | NC-2 | RU#21 | patch panel |  | Panduit | Data-Patch | DP48584TV25 | PAND217 |  |  |  | Aug 5 2014 3:55PM
San Jose | San Jose -> WTSR -> ROW NC -> NC-2 | NC-2 | RU#19 | cable manager |  | APC | NetShelter | AR8426A | APC994 |  |  |  | Aug 5 2014 3:55PM
San Jose | San Jose -> WTSR -> ROW NC -> NC-2 | NC-2 | RU#18 | blanking panel |  | APC | NetShelter | AR8101BLK-1U | APC969 |  |  |  | Aug 7 2014 5:06PM
San Jose | San Jose -> WTSR -> ROW NC -> NC-2 | NC-2 | RU#17 | SJWSFSC1 | NETWORK SERVICES | Cisco Systems | Catalyst 4900 | WS-C4948-S | CICO626 | FOX1222GEKQ |  | 153.32.14.45 | Aug 7 2014 5:06PM
San Jose | San Jose -> WTSR -> ROW NC -> NC-2 | NC-2 | RU#16 | SJWSFSC2 | NETWORK SERVICES | Cisco Systems | Catalyst 4900 | WS-C4948-S | CICO626 | FOX1222GEHX |  | 153.32.14.46 | Aug 7 2014 5:05PM
San Jose | San Jose -> WTSR -> ROW NC -> NC-2 | NC-2 | RU#13 | blanking panel |  | APC | NetShelter | AR8101BLK-3U | APCC280 |  |  |  | Jul 23 2015 5:44PM
San Jose | San Jose -> WTSR -> ROW NC -> NC-3 | NC-3 | RU#02 | SJWSRVRB | NETWORK SERVICES | Cisco Systems | Catalyst 6500 | WS-C6509 | CSCA203 | SMG1017NGNA |  | 10.31.3.16 | Aug 5 2014 3:56PM
San Jose | San Jose -> WTSR -> ROW NC -> NC-3 | NC-3 | RU#01 | blanking panel |  | APC | NetShelter | AR8101BLK-1U | APC969 |  |  |  | Aug 22 2014 5:53PM
San Jose | San Jose -> WTSR -> ROW NC -> NC-3 | NC-3 | RU#42 | blanking panel |  | APC | NetShelter | AR8101BLK-4U | APC971 |  |  |  | Aug 22 2014 5:53PM
San Jose | San Jose -> WTSR -> ROW NC -> NC-3 | NC-3 | RU#41 | PDU |  | Generic Equipment Set | Generic Device | RM 10 Outlets | GENC016 |  |  |  | Aug 5 2014 3:58PM
San Jose | San Jose -> WTSR -> ROW NC -> NC-3 | NC-3 | RU#40 | SNJSCA-DMZ3SB |  | Cisco Systems | Catalyst 3750-X | 3750G-48PS | CSSY264 |  |  |  | Oct 3 2014 5:01PM
San Jose | San Jose -> WTSR -> ROW NC -> NC-3 | NC-3 | RU#39 | blanking panel |  | APC | NetShelter | AR8101BLK-1U | APC969 |  |  |  | Aug 22 2014 5:53PM
San Jose | San Jose -> WTSR -> ROW NC -> NC-3 | NC-3 | RU#38 | SNJSCA-DRSA |  | Cisco Systems | Catalyst 3750-X | 3750G-48PS | CSSY264 |  |  |  | Oct 3 2014 5:01PM
San Jose | San Jose -> WTSR -> ROW NC -> NC-3 | NC-3 | RU#37 | blanking panel |  | APC | NetShelter | AR8101BLK-1U | APC969 |  |  |  | Oct 6 2014 12:35PM
San Jose | San Jose -> WTSR -> ROW NC -> NC-3 | NC-3 | RU#35 | cable manager |  | APC | NetShelter | AR8426A | APC994 |  |  |  | Aug 5 2014 3:57PM
San Jose | San Jose -> WTSR -> ROW NC -> NC-3 | NC-3 | RU#20 | SJWSRVRA | NETWORK SERVICES | Cisco Systems | Catalyst 6500 | WS-C6509 | CSCA203 | SMG1138NAR7 |  | 10.31.3.15 | Aug 5 2014 3:57PM
San Jose | San Jose -> WTSR -> ROW NC -> NC-3 | NC-3 | RU#19 | blanking panel |  | APC | NetShelter | AR8101BLK-1U | APC969 |  |  |  | Aug 22 2014 5:53PM
San Jose | San Jose -> WTSR -> ROW NC -> NC-3 | NC-3 | RU#17 | cable manager |  | APC | NetShelter | AR8426A | APC994 |  |  |  | Aug 5 2014 3:56PM
San Jose | San Jose -> WTSR -> ROW NC -> NC-4 | NC-4 | RU#09 | blanking panel |  | APC | NetShelter | AR8101BLK-4U | APC971 |  |  |  | Jul 23 2015 5:44PM
San Jose | San Jose -> WTSR -> ROW NC -> NC-4 | NC-4 | RU#01 | blanking panel |  | APC | NetShelter | AR8101BLK-8U | APC972 |  |  |  | Jul 23 2015 5:44PM
San Jose | San Jose -> WTSR -> ROW NC -> NC-4 | NC-4 | RU#45 | blanking panel |  | APC | NetShelter | AR8101BLK-1U | APC969 |  |  |  | Aug 7 2014 3:35PM
San Jose | San Jose -> WTSR -> ROW NC -> NC-4 | NC-4 | RU#43 | cable manager |  | APC | NetShelter | AR8426A | APC994 |  |  |  | Aug 5 2014 4:00PM
San Jose | San Jose -> WTSR -> ROW NC -> NC-4 | NC-4 | RU#41 | patch panel |  | Panduit | Data-Patch | DP48584TV25 | PAND217 |  |  |  | Aug 5 2014 4:00PM
San Jose | San Jose -> WTSR -> ROW NC -> NC-4 | NC-4 | RU#39 | cable manager |  | APC | NetShelter | AR8426A | APC994 |  |  |  | Aug 5 2014 4:00PM
San Jose | San Jose -> WTSR -> ROW NC -> NC-4 | NC-4 | RU#37 | patch panel |  | Panduit | Data-Patch | DP48584TV25 | PAND217 |  |  |  | Aug 5 2014 4:00PM
San Jose | San Jose -> WTSR -> ROW NC -> NC-4 | NC-4 | RU#35 | cable manager |  | APC | NetShelter | AR8426A | APC994 |  |  |  | Aug 5 2014 4:00PM
San Jose | San Jose -> WTSR -> ROW NC -> NC-4 | NC-4 | RU#33 | patch panel |  | Panduit | Data-Patch | DP48584TV25 | PAND217 |  |  |  | Aug 5 2014 4:00PM
San Jose | San Jose -> WTSR -> ROW NC -> NC-4 | NC-4 | RU#31 | cable manager |  | APC | NetShelter | AR8426A | APC994 |  |  |  | Aug 5 2014 3:59PM
San Jose | San Jose -> WTSR -> ROW NC -> NC-4 | NC-4 | RU#29 | patch panel |  | Panduit | Data-Patch | DP48584TV25 | PAND217 |  |  |  | Aug 5 2014 3:59PM
San Jose | San Jose -> WTSR -> ROW NC -> NC-4 | NC-4 | RU#27 | cable manager |  | APC | NetShelter | AR8426A | APC994 |  |  |  | Aug 5 2014 3:59PM
San Jose | San Jose -> WTSR -> ROW NC -> NC-4 | NC-4 | RU#25 | patch panel |  | Panduit | Data-Patch | DP48584TV25 | PAND217 |  |  |  | Aug 5 2014 3:59PM
San Jose | San Jose -> WTSR -> ROW NC -> NC-4 | NC-4 | RU#23 | cable manager |  | APC | NetShelter | AR8426A | APC994 |  |  |  | Aug 5 2014 3:59PM
San Jose | San Jose -> WTSR -> ROW NC -> NC-4 | NC-4 | RU#21 | patch panel |  | Panduit | Data-Patch | DP48584TV25 | PAND217 |  |  |  | Aug 5 2014 3:59PM
San Jose | San Jose -> WTSR -> ROW NC -> NC-4 | NC-4 | RU#19 | cable manager |  | APC | NetShelter | AR8426A | APC994 |  |  |  | Aug 5 2014 3:59PM
San Jose | San Jose -> WTSR -> ROW NC -> NC-4 | NC-4 | RU#18 | blanking panel |  | APC | NetShelter | AR8101BLK-1U | APC969 |  |  |  | Aug 7 2014 3:42PM
San Jose | San Jose -> WTSR -> ROW NC -> NC-4 | NC-4 | RU#17 | SJWSFSA1 | NETWORK SERVICES | Cisco Systems | Catalyst 4900 | WS-C4948-S | CICO626 | FOX1406G26J |  | 153.32.14.41 | Aug 7 2014 3:42PM
San Jose | San Jose -> WTSR -> ROW NC -> NC-4 | NC-4 | RU#16 | SJWSFSA2 | NETWORK SERVICES | Cisco Systems | Catalyst 4900 | WS-C4948-S | CICO626 | FOX1222GEGX |  | 153.32.14.42 | Aug 7 2014 3:42PM
San Jose | San Jose -> WTSR -> ROW NC -> NC-4 | NC-4 | RU#13 | blanking panel |  | APC | NetShelter | AR8101BLK-3U | APCC280 |  |  |  | Jul 23 2015 5:44PM
San Jose | San Jose -> WTSR -> ROW NC -> NC-5 | NC-5 | RU#09 | blanking panel |  | APC | NetShelter | AR8101BLK-4U | APC971 |  |  |  | Jul 23 2015 5:44PM
San Jose | San Jose -> WTSR -> ROW NC -> NC-5 | NC-5 | RU#01 | blanking panel |  | APC | NetShelter | AR8101BLK-8U | APC972 |  |  |  | Jul 23 2015 5:44PM
San Jose | San Jose -> WTSR -> ROW NC -> NC-5 | NC-5 | RU#45 | blanking panel |  | APC | NetShelter | AR8101BLK-1U | APC969 |  |  |  | Aug 7 2014 4:39PM
San Jose | San Jose -> WTSR -> ROW NC -> NC-5 | NC-5 | RU#43 | cable manager |  | APC | NetShelter | AR8426A | APC994 |  |  |  | Aug 5 2014 4:02PM
San Jose | San Jose -> WTSR -> ROW NC -> NC-5 | NC-5 | RU#41 | patch panel |  | Panduit | Data-Patch | DP48584TV25 | PAND217 |  |  |  | Aug 5 2014 4:02PM
San Jose | San Jose -> WTSR -> ROW NC -> NC-5 | NC-5 | RU#39 | cable manager |  | APC | NetShelter | AR8426A | APC994 |  |  |  | Aug 5 2014 4:02PM
San Jose | San Jose -> WTSR -> ROW NC -> NC-5 | NC-5 | RU#37 | patch panel |  | Panduit | Data-Patch | DP48584TV25 | PAND217 |  |  |  | Aug 5 2014 4:02PM
San Jose | San Jose -> WTSR -> ROW NC -> NC-5 | NC-5 | RU#35 | cable manager |  | APC | NetShelter | AR8426A | APC994 |  |  |  | Aug 5 2014 4:02PM
San Jose | San Jose -> WTSR -> ROW NC -> NC-5 | NC-5 | RU#33 | patch panel |  | Panduit | Data-Patch | DP48584TV25 | PAND217 |  |  |  | Aug 5 2014 4:02PM
San Jose | San Jose -> WTSR -> ROW NC -> NC-5 | NC-5 | RU#31 | cable manager |  | APC | NetShelter | AR8426A | APC994 |  |  |  | Aug 5 2014 4:02PM
San Jose | San Jose -> WTSR -> ROW NC -> NC-5 | NC-5 | RU#29 | patch panel |  | Panduit | Data-Patch | DP48584TV25 | PAND217 |  |  |  | Aug 5 2014 4:02PM
San Jose | San Jose -> WTSR -> ROW NC -> NC-5 | NC-5 | RU#27 | cable manager |  | APC | NetShelter | AR8426A | APC994 |  |  |  | Aug 5 2014 4:01PM
San Jose | San Jose -> WTSR -> ROW NC -> NC-5 | NC-5 | RU#25 | patch panel |  | Panduit | Data-Patch | DP48584TV25 | PAND217 |  |  |  | Aug 5 2014 4:01PM
San Jose | San Jose -> WTSR -> ROW NC -> NC-5 | NC-5 | RU#23 | cable manager |  | APC | NetShelter | AR8426A | APC994 |  |  |  | Aug 5 2014 4:01PM
San Jose | San Jose -> WTSR -> ROW NC -> NC-5 | NC-5 | RU#21 | patch panel |  | Panduit | Data-Patch | DP48584TV25 | PAND217 |  |  |  | Aug 5 2014 4:01PM
San Jose | San Jose -> WTSR -> ROW NC -> NC-5 | NC-5 | RU#19 | cable manager |  | APC | NetShelter | AR8426A | APC994 |  |  |  | Aug 5 2014 4:01PM
San Jose | San Jose -> WTSR -> ROW NC -> NC-5 | NC-5 | RU#18 | cable manager |  | APC | NetShelter | AR8101BLK-1U | APC969 |  |  |  | Aug 7 2014 4:39PM
San Jose | San Jose -> WTSR -> ROW NC -> NC-5 | NC-5 | RU#17 | SJWSFSB1 | NETWORK SERVICES | Cisco Systems | Catalyst 4900 | WS-C4948-S | CICO626 | FOX1222GEL3 |  | 153.32.14.43 | Aug 7 2014 4:39PM
San Jose | San Jose -> WTSR -> ROW NC -> NC-5 | NC-5 | RU#16 | SJWSFSB2 | NETWORK SERVICES | Cisco Systems | Catalyst 4900 | WS-C4948-S | CICO626 | FOX1222GEN4 |  | 153.32.14.44 | Aug 7 2014 4:39PM
San Jose | San Jose -> WTSR -> ROW NC -> NC-5 | NC-5 | RU#13 | blanking panel |  | APC | NetShelter | AR8101BLK-3U | APCC280 |  |  |  | Jul 23 2015 5:44PM
San Jose | San Jose -> WTSR -> ROW NC -> NC-7 | NC-7 | RU#04 | WTSRNR1PDUA | DATA CENTER OPERATIONS | Raritan Computer | Dominion PX | PX-5273 | RCI300 |  |  |  | Aug 5 2014 4:02PM
San Jose | San Jose -> WTSR -> ROW NC -> NC-7 | NC-7 | RU#01 | WTSRNR1PDUB | DATA CENTER OPERATIONS | Raritan Computer | Dominion PX | PX-5273 | RCI300 |  |  |  | Aug 5 2014 4:02PM
San Jose | San Jose -> WTSR -> ROW NC -> NETWORK CABINET #1 | NETWORK CABINET #1 | RU#05 | SNJSWSRDRA | NETWORK SERVICES | Cisco Systems | Nexus 7000 Series | N7K-C7009 | CSCY624 | JAF1713BJJK | 50644130 |  | Aug 5 2014 4:03PM
San Jose | San Jose -> WTSR -> ROW NC -> NETWORK CABINET #1 | NETWORK CABINET #1 | RU#03 | WTSRNR1PDUA | DATA CENTER OPERATIONS | Raritan Computer | Dominion PX | PX-5273 | RCI300 | PL83800003 |  | 10.0.20.54 | Aug 5 2014 4:04PM
San Jose | San Jose -> WTSR -> ROW NC -> NETWORK CABINET #1 | NETWORK CABINET #1 | RU#01 | WTSRNR1PDUB | DATA CENTER OPERATIONS | Raritan Computer | Dominion PX | PX-5273 | RCI300 | PL83800002 |  | 10.0.20.55 | Aug 5 2014 4:04PM
San Jose | San Jose -> WTSR -> ROW NC -> NETWORK CABINET #1 | NETWORK CABINET #1 | RU#37 | blanking panel |  | APC | NetShelter | AR8101BLK-1U | APC969 |  |  |  | Jan 29 2015 5:57PM
San Jose | San Jose -> WTSR -> ROW NC -> NETWORK CABINET #1 | NETWORK CABINET #1 | RU#33 | blanking panel |  | APC | NetShelter | AR8101BLK-4U | APC971 |  |  |  | Jan 29 2015 5:57PM
San Jose | San Jose -> WTSR -> ROW NC -> NETWORK CABINET #1 | NETWORK CABINET #1 | RU#25 | blanking panel |  | APC | NetShelter | AR8101BLK-8U | APC972 |  |  |  | Jan 29 2015 5:57PM
San Jose | San Jose -> WTSR -> ROW NC -> NETWORK CABINET #1 | NETWORK CABINET #1 | RU#23 | cable manager |  | Leviton Voice and Data | Interbay | 49253-BCM | LEVI067 |  |  |  | Jan 29 2015 5:57PM
San Jose | San Jose -> WTSR -> ROW NC -> NETWORK CABINET #1 | NETWORK CABINET #1 | RU#21 | SNJSWSRSA | NETWORK SERVICES | Cisco Systems | Nexus 5000 Series | N5K-C5596UP-FA | CSCY543 | FOX1723GESF | 6002529 |  | Aug 5 2014 4:04PM
San Jose | San Jose -> WTSR -> ROW NC -> NETWORK CABINET #1 | NETWORK CABINET #1 | RU#19 | cable manager |  | Leviton Voice and Data | Interbay | 49253-BCM | LEVI067 |  |  |  | Jan 29 2015 5:57PM
San Jose | San Jose -> WTSR -> ROW NC -> NETWORK CABINET #2 | NETWORK CABINET #2 | RU#05 | SNJSWSRDRB | NETWORK SERVICES | Cisco Systems | Nexus 7000 Series | N7K-C7009 | CSCY624 | JAF1647BDAT | 50644129 |  | Aug 5 2014 4:04PM
San Jose | San Jose -> WTSR -> ROW NC -> NETWORK CABINET #2 | NETWORK CABINET #2 | RU#03 | WTSRNR2PDUA | DATA CENTER OPERATIONS | Raritan Computer | Dominion PX | PX-5273 | RCI300 | QN13C50001 |  | 10.0.20.56 | Jan 29 2015 5:57PM
San Jose | San Jose -> WTSR -> ROW NC -> NETWORK CABINET #2 | NETWORK CABINET #2 | RU#01 | WTSRNR2PDUB | DATA CENTER OPERATIONS | Raritan Computer | Dominion PX | PX-5273 | RCI300 | QN13C50002 |  | 10.0.20.57 | Jan 29 2015 5:57PM
San Jose | San Jose -> WTSR -> ROW NC -> NETWORK CABINET #2 | NETWORK CABINET #2 | RU#37 | blanking panel |  | APC | NetShelter | AR8101BLK-1U | APC969 |  |  |  | Jan 29 2015 5:58PM
San Jose | San Jose -> WTSR -> ROW NC -> NETWORK CABINET #2 | NETWORK CABINET #2 | RU#33 | blanking panel |  | APC | NetShelter | AR8101BLK-4U | APC971 |  |  |  | Jan 29 2015 5:58PM
San Jose | San Jose -> WTSR -> ROW NC -> NETWORK CABINET #2 | NETWORK CABINET #2 | RU#25 | blanking panel |  | APC | NetShelter | AR8101BLK-8U | APC972 |  |  |  | Jan 29 2015 5:58PM
San Jose | San Jose -> WTSR -> ROW NC -> NETWORK CABINET #2 | NETWORK CABINET #2 | RU#23 | cable manager |  | Leviton Voice and Data | Interbay | 49253-BCM | LEVI067 |  |  |  | Aug 5 2014 4:05PM
San Jose | San Jose -> WTSR -> ROW NC -> NETWORK CABINET #2 | NETWORK CABINET #2 | RU#21 | SNJSWSRSB | NETWORK SERVICES | Cisco Systems | Nexus 5000 Series | N5K-C5596UP-FA | CSCY543 | FOX1728977Y |  |  | Aug 5 2014 4:05PM
San Jose | San Jose -> WTSR -> ROW NC -> NETWORK CABINET #2 | NETWORK CABINET #2 | RU#19 | cable manager |  | Leviton Voice and Data | Interbay | 49253-BCM | LEVI067 |  |  |  | Aug 5 2014 4:04PM
San Jose | San Jose -> WTSR -> ROW NC -> Rack 1 | Rack 1 | RU#01 | SJNT-VSS-CSB | NETWORK SERVICES | Cisco Systems | Catalyst 6500 | WS-C6509-2 | CICO323 | SMG1703N05A | NA | NA | Aug 5 2014 4:06PM
San Jose | San Jose -> WTSR -> ROW NC -> Rack 1 | Rack 1 | RU#16 | SNJT-VSS-CSA | NETWORK SERVICES | Cisco Systems | Catalyst 6500 | WS-C6509-2 | CICO323 | SMG1703N04V | NA | NA | Aug 5 2014 4:07PM
San Jose | San Jose -> WTSR -> ROW NC -> TELCO-1 | TELCO-1 | RU#03 | SNJSENT-EDGE-VSS-B | NETWORK SERVICES | Cisco Systems | Catalyst 6500 | WS-C6509-2 | CICO323 | SMG1734N06H |  |  | Aug 5 2014 4:08PM
San Jose | San Jose -> WTSR -> ROW NC -> TELCO-1 | TELCO-1 | RU#01 | blanking panel |  | APC | NetShelter | AR8101BLK-2U | APC970 |  |  |  | Oct 6 2014 1:01PM
San Jose | San Jose -> WTSR -> ROW NC -> TELCO-1 | TELCO-1 | RU#42 | blanking panel |  | APC | NetShelter | AR8101BLK-4U | APC971 |  |  |  | Oct 6 2014 1:01PM
San Jose | San Jose -> WTSR -> ROW NC -> TELCO-1 | TELCO-1 | RU#34 | blanking panel |  | APC | NetShelter | AR8101BLK-8U | APC972 |  |  |  | Oct 6 2014 1:01PM
San Jose | San Jose -> WTSR -> ROW NC -> TELCO-1 | TELCO-1 | RU#26 | blanking panel |  | APC | NetShelter | AR8101BLK-8U | APC972 |  |  |  | Oct 6 2014 1:01PM
San Jose | San Jose -> WTSR -> ROW NC -> TELCO-1 | TELCO-1 | RU#24 | blanking panel |  | APC | NetShelter | AR8101BLK-2U | APC970 |  |  |  | Apr 7 2016 7:09PM
San Jose | San Jose -> WTSR -> ROW NC -> TELCO-1 | TELCO-1 | RU#18 | SNJSCA-WAN | NETWORK SERVICES | Cisco Systems | ASR 1000 Series | ASR1006 | CISO864 | FXS2005Q0U9 | 100214542 |  | Apr 7 2016 7:02PM
San Jose | San Jose -> WTSR -> ROW NC -> TELCO-2 | TELCO-2 | RU#01 | SNJSCORE-W02 | NETWORK SERVICES | Cisco Systems | Catalyst 6800 | C6807-XL | CSSY078 | SMC19120014 |  | 10.31.3.57 | Jul 14 2015 6:31PM
San Jose | San Jose -> WTSR -> ROW NC -> TELCO-2 | TELCO-2 | InOutPlug#2 | WTSRTELCO2PDUA | DATA CENTER OPERATIONS | Raritan Computer | Dominion PX II | PX2-5522 | RCI606 | QB63550016 |  | 10.0.20.113 | Jul 21 2015 6:15PM
San Jose | San Jose -> WTSR -> ROW NC -> TELCO-2 | TELCO-2 | InOutPlug#1 | WTSRTELCO2PDUB | DATA CENTER OPERATIONS | Raritan Computer | Dominion PX II | PX2-5522 | RCI606 | QB64450098 |  | 10.0.20.114 | Jul 21 2015 6:15PM
San Jose | San Jose -> WTSR -> ROW NC -> TELCO-2 | TELCO-2 | RU#44 | blanking panel |  | APC | NetShelter | AR8101BLK-2U | APC970 |  |  |  | Oct 6 2014 3:42PM
San Jose | San Jose -> WTSR -> ROW NC -> TELCO-2 | TELCO-2 | RU#40 | blanking panel |  | APC | NetShelter | AR8101BLK-4U | APC971 |  |  |  | Oct 6 2014 3:42PM
San Jose | San Jose -> WTSR -> ROW NC -> TELCO-2 | TELCO-2 | RU#32 | blanking panel |  | APC | NetShelter | AR8101BLK-8U | APC972 |  |  |  | Oct 6 2014 3:42PM
San Jose | San Jose -> WTSR -> ROW NC -> TELCO-2 | TELCO-2 | RU#24 | blanking panel |  | APC | NetShelter | AR8101BLK-8U | APC972 |  |  |  | Oct 6 2014 3:42PM
San Jose | San Jose -> WTSR -> ROW NC -> TELCO-2 | TELCO-2 | RU#19 | SJC-INETFWB |  | NetScreen Technologies | NetScreen-5000 Series | NetScreen-5400 | NSTI016 | COMXN00BRA |  |  | Aug 5 2014 4:08PM
San Jose | San Jose -> WTSR -> ROW NC -> TELCO-2 | TELCO-2 | RU#15 | Blanking Panel |  | APC | NetShelter | AR8101BLK-4U | APC971 |  |  |  | Dec 9 2014 4:50PM
San Jose | San Jose -> WTSR -> ROW NC -> TELCO-2 | TELCO-2 | RU#11 | Blanking Panel |  | APC | NetShelter | AR8101BLK-4U | APC971 |  |  |  | Dec 9 2014 4:50PM
San Jose | San Jose -> WTSR -> ROW NC -> TELCO-3 | TELCO-3 | RU#01 | SJW2DRA-VSS-01 | NETWORK SERVICES | Cisco Systems | Catalyst 6800 | C6807-XL | CSSY078 | SMC19120015 | 100214203 | 10.0.4.88 | Jul 27 2015 5:37PM
San Jose | San Jose -> WTSR -> ROW NC -> TELCO-3 | TELCO-3 | InOutPlug#2 | WTSRTELCO3PDUA | DATA CENTER OPERATIONS | Raritan Computer | Dominion PX II | PX2-5522 | RCI606 | QB64450133 |  | 10.0.20.115 | Jul 21 2015 6:15PM
San Jose | San Jose -> WTSR -> ROW NC -> TELCO-3 | TELCO-3 | InOutPlug#1 | WTSRTELCO3PDUB | DATA CENTER OPERATIONS | Raritan Computer | Dominion PX II | PX2-5522 | RCI606 | QB64450099 |  | 10.0.20.116 | Jul 21 2015 6:15PM
San Jose | San Jose -> WTSR -> ROW NC -> TELCO-3 | TELCO-3 | RU#18 | SNJSCA-INTERB |  | Juniper Networks | MX Series | MX480 | JUNP638 |  |  |  | Aug 5 2014 4:09PM
San Jose | San Jose -> WTSR -> ROW NC -> TELCO-4 | TELCO-4 | RU#01 | SJW2DRA-VSS-02 | NETWORK SERVICES | Cisco Systems | Catalyst 6800 | C6807-XL | CSSY078 |  |  | 10.0.4.87 | Jul 27 2015 5:37PM
San Jose | San Jose -> WTSR -> ROW NC -> TELCO-4 | TELCO-4 | InOutPlug#2 | WTSRTELCO4PDUA | DATA CENTER OPERATIONS | Raritan Computer | Dominion PX II | PX2-5522 | RCI606 | QB64450129 |  | 10.0.20.117 | Jul 21 2015 6:15PM
San Jose | San Jose -> WTSR -> ROW NC -> TELCO-4 | TELCO-4 | InOutPlug#1 | WTSRTELCO4PDUB | DATA CENTER OPERATIONS | Raritan Computer | Dominion PX II | PX2-5522 | RCI606 | QB64450109 |  | 10.0.20.118 | Jul 21 2015 6:15PM
San Jose | San Jose -> WTSR -> ROW-B-1 -> B-1-1 | B-1-1 | RU#06 | STORAGE FOR TOBIAS (OFF 9/20/2010) | LAB SERVICES | SUN Microsystems | Netra | st D1000 | SUN319 | 819FC1C5 |  |  | Aug 5 2014 1:37PM
San Jose | San Jose -> WTSR -> ROW-B-1 -> B-1-1 | B-1-1 | RU#05 | shelf |  | Generic Equipment Set | Shelf | 23 Inch 1U Shelf | GENR945 |  |  |  | Aug 5 2014 1:37PM
San Jose | San Jose -> WTSR -> ROW-B-1 -> B-1-1 | B-1-1 | RU#03 | blanking panel |  | APC | NetShelter | AR8101BLK-2U | APC970 |  |  |  | Aug 13 2014 5:40PM
San Jose | San Jose -> WTSR -> ROW-B-1 -> B-1-1 | B-1-1 | RU#02 | shelf |  | Generic Equipment Set | Shelf | 23 Inch 1U Shelf | GENR945 |  |  |  | Aug 5 2014 1:37PM
San Jose | San Jose -> WTSR -> ROW-B-1 -> B-1-1 | B-1-1 | RU#01 | blanking panel |  | APC | NetShelter | AR8101BLK-1U | APC969 |  |  |  | Aug 13 2014 5:40PM
San Jose | San Jose -> WTSR -> ROW-B-1 -> B-1-1 | B-1-1 | RU#45 | blanking panel |  | APC | NetShelter | AR8101BLK-1U | APC969 |  |  |  | Aug 13 2014 5:45PM
San Jose | San Jose -> WTSR -> ROW-B-1 -> B-1-1 | B-1-1 | RU#42 | KVM-WEST5 |  | Raritan Computer | Dominion KX II | DKX2-464 | RCI170 | HKF2100059 |  | 10.0.8.68 | Aug 13 2014 6:16PM
San Jose | San Jose -> WTSR -> ROW-B-1 -> B-1-1 | B-1-1 | RU#41 | shelf |  | Generic Equipment Set | Shelf | 23 Inch 1U Shelf | GENR945 |  |  |  | Aug 13 2014 6:16PM
San Jose | San Jose -> WTSR -> ROW-B-1 -> B-1-1 | B-1-1 | RU#38 | blanking panel |  | APC | NetShelter | AR8101BLK-2U | APC970 |  |  |  | Aug 13 2014 6:16PM
San Jose | San Jose -> WTSR -> ROW-B-1 -> B-1-1 | B-1-1 | RU#34 | blanking panel |  | APC | NetShelter | AR8101BLK-4U | APC971 |  |  |  | Aug 13 2014 5:45PM
San Jose | San Jose -> WTSR -> ROW-B-1 -> B-1-1 | B-1-1 | RU#33 | shelf |  | Generic Equipment Set | Shelf | 23 Inch 1U Shelf | GENR945 |  |  |  | Aug 5 2014 1:37PM
San Jose | San Jose -> WTSR -> ROW-B-1 -> B-1-1 | B-1-1 | RU#25 | blanking panel |  | APC | NetShelter | AR8101BLK-8U | APC972 |  |  |  | Aug 13 2014 5:40PM
San Jose | San Jose -> WTSR -> ROW-B-1 -> B-1-1 | B-1-1 | RU#24 | shelf |  | Generic Equipment Set | Shelf | 23 Inch 1U Shelf | GENR945 |  |  |  | Aug 5 2014 1:37PM
San Jose | San Jose -> WTSR -> ROW-B-1 -> B-1-1 | B-1-1 | RU#23 | PDU | DATA CENTER OPERATIONS | Generic Equipment Set | Generic Device | RM 10 Outlets | GENC016 |  |  |  | Aug 5 2014 1:37PM
San Jose | San Jose -> WTSR -> ROW-B-1 -> B-1-1 | B-1-1 | RU#20 | blanking panel |  | APC | NetShelter | AR8101BLK-2U | APC970 |  |  |  | Aug 13 2014 5:45PM
San Jose | San Jose -> WTSR -> ROW-B-1 -> B-1-1 | B-1-1 | RU#19 | shelf |  | Generic Equipment Set | Shelf | 23 Inch 1U Shelf | GENR945 |  |  |  | Aug 5 2014 1:37PM
San Jose | San Jose -> WTSR -> ROW-B-1 -> B-1-1 | B-1-1 | RU#18 | shelf |  | Generic Equipment Set | Shelf | 23 Inch 1U Shelf | GENR945 |  |  |  | Aug 5 2014 1:37PM
San Jose | San Jose -> WTSR -> ROW-B-1 -> B-1-1 | B-1-1 | RU#15 | blanking panel |  | APC | NetShelter | AR8101BLK-3U | APCC280 |  |  |  | Aug 13 2014 5:40PM
San Jose | San Jose -> WTSR -> ROW-B-1 -> B-1-1 | B-1-1 | RU#10 | TOBIAS (DOES NOT PING) | LAB SERVICES | SUN Microsystems | Ultra | Ultra 2 Creator 3D | SUN045 | 724F0E06 | 1000-57259 | 153.32.15.74 | Aug 5 2014 1:37PM
San Jose | San Jose -> WTSR -> ROW-B-1 -> B-1-10 | B-1-10 | RU#09 | blanking panel |  | APC | NetShelter | AR8101BLK-4U | APC971 |  |  |  | Aug 13 2014 5:23PM
San Jose | San Jose -> WTSR -> ROW-B-1 -> B-1-10 | B-1-10 | RU#08 | shelf |  | Generic Equipment Set | Shelf | 23 Inch 1U Shelf | GENR945 |  |  |  | Aug 5 2014 1:38PM
San Jose | San Jose -> WTSR -> ROW-B-1 -> B-1-10 | B-1-10 | RU#07 | TRANSFER-2-OLD | NETWORK SERVICES | Tumbleweed Communications | MailGate | MailGate 1U | TUBL001 | F20539050 |  | 192.168.208.217 | Aug 5 2014 1:38PM
San Jose | San Jose -> WTSR -> ROW-B-1 -> B-1-10 | B-1-10 | RU#06 | TRANSFER-1-OLD (OFF 12/5/2013) | NETWORK SERVICES | Tumbleweed Communications | MailGate | MailGate 1U | TUBL001 | F20539049 |  | 192.168.208.216 | Aug 5 2014 1:38PM
San Jose | San Jose -> WTSR -> ROW-B-1 -> B-1-10 | B-1-10 | RU#05 | shelf |  | Generic Equipment Set | Shelf | 23 Inch 1U Shelf | GENR945 |  |  |  | Aug 5 2014 1:37PM
San Jose | San Jose -> WTSR -> ROW-B-1 -> B-1-10 | B-1-10 | RU#01 | blanking panel |  | APC | NetShelter | AR8101BLK-4U | APC971 |  |  |  | Aug 13 2014 5:23PM
San Jose | San Jose -> WTSR -> ROW-B-1 -> B-1-10 | B-1-10 | RU#43 | blanking panel |  | APC | NetShelter | AR8101BLK-3U | APCC280 |  |  |  | Aug 13 2014 5:28PM
San Jose | San Jose -> WTSR -> ROW-B-1 -> B-1-10 | B-1-10 | RU#41 | SJW02DMZSC | NETWORK SERVICES | Cisco Systems | Catalyst 3500 XL | WS-C3524T-XL-EN | CSCO363 | FOC1131Y4D1 |  | 153.32.20.202 | Aug 5 2014 1:38PM
San Jose | San Jose -> WTSR -> ROW-B-1 -> B-1-10 | B-1-10 | RU#36 | blanking panel |  | APC | NetShelter | AR8101BLK-3U | APCC280 |  |  |  | Aug 13 2014 5:31PM
San Jose | San Jose -> WTSR -> ROW-B-1 -> B-1-10 | B-1-10 | RU#32 | blanking panel |  | APC | NetShelter | AR8101BLK-4U | APC971 |  |  |  | Aug 13 2014 5:31PM
San Jose | San Jose -> WTSR -> ROW-B-1 -> B-1-10 | B-1-10 | RU#31 | shelf |  | Generic Equipment Set | Shelf | 23 Inch 1U Shelf | GENR945 |  |  |  | Aug 5 2014 1:38PM
San Jose | San Jose -> WTSR -> ROW-B-1 -> B-1-10 | B-1-10 | RU#30 | blanking panel |  | APC | NetShelter | AR8101BLK-1U | APC969 |  |  |  | Aug 13 2014 5:23PM
San Jose | San Jose -> WTSR -> ROW-B-1 -> B-1-10 | B-1-10 | RU#26 | blanking panel |  | APC | NetShelter | AR8101BLK-4U | APC971 |  |  |  | Aug 13 2014 5:23PM
San Jose | San Jose -> WTSR -> ROW-B-1 -> B-1-10 | B-1-10 | RU#25 | shelf |  | Generic Equipment Set | Shelf | 23 Inch 1U Shelf | GENR945 |  |  |  | Aug 5 2014 1:38PM
San Jose | San Jose -> WTSR -> ROW-B-1 -> B-1-10 | B-1-10 | RU#24 | blanking panel |  | APC | NetShelter | AR8101BLK-1U | APC969 |  |  |  | Aug 13 2014 5:23PM
San Jose | San Jose -> WTSR -> ROW-B-1 -> B-1-10 | B-1-10 | RU#20 | blanking panel |  | APC | NetShelter | AR8101BLK-4U | APC971 |  |  |  | Aug 13 2014 5:23PM
San Jose | San Jose -> WTSR -> ROW-B-1 -> B-1-10 | B-1-10 | RU#16 | blanking panel |  | APC | NetShelter | AR8101BLK-4U | APC971 |  |  |  | Aug 13 2014 5:23PM
San Jose | San Jose -> WTSR -> ROW-B-1 -> B-1-10 | B-1-10 | RU#15 | shelf |  | Generic Equipment Set | Shelf | 23 Inch 1U Shelf | GENR945 |  |  |  | Aug 5 2014 1:38PM
San Jose | San Jose -> WTSR -> ROW-B-1 -> B-1-10 | B-1-10 | RU#13 | blanking panel |  | APC | NetShelter | AR8101BLK-2U | APC970 |  |  |  | Aug 13 2014 5:23PM
San Jose | San Jose -> WTSR -> ROW-B-1 -> B-1-11 | B-1-11 | RU#09 | PDU |  | Generic Equipment Set | Generic Device | RM 10 Outlets | GENC016 |  |  |  | Aug 5 2014 1:38PM
San Jose | San Jose -> WTSR -> ROW-B-1 -> B-1-11 | B-1-11 | RU#01 | blanking panel |  | APC | NetShelter | AR8101BLK-8U | APC972 |  |  |  | Aug 5 2014 1:38PM
San Jose | San Jose -> WTSR -> ROW-B-1 -> B-1-11 | B-1-11 | RU#45 | blanking panel |  | APC | NetShelter | AR8101BLK-1U | APC969 |  |  |  | Aug 5 2014 1:39PM
San Jose | San Jose -> WTSR -> ROW-B-1 -> B-1-11 | B-1-11 | RU#43 | blanking panel |  | APC | NetShelter | AR8101BLK-2U | APC970 |  |  |  | Aug 5 2014 1:39PM
San Jose | San Jose -> WTSR -> ROW-B-1 -> B-1-11 | B-1-11 | RU#42 | WRASSE(NO PING 7/22/2013) | SERVER SERVICES | SUN Microsystems | Sun Fire | V100 | SUN269 | CV24100877 |  | 192.150.11.111 | Aug 5 2014 1:39PM
San Jose | San Jose -> WTSR -> ROW-B-1 -> B-1-11 | B-1-11 | RU#40 | blanking panel |  | APC | NetShelter | AR8101BLK-2U | APC970 |  |  |  | Aug 5 2014 1:39PM
San Jose | San Jose -> WTSR -> ROW-B-1 -> B-1-11 | B-1-11 | RU#39 | Blanking Panel |  | APC | NetShelter | AR8101BLK-1U | APC969 |  |  |  | Dec 9 2014 4:50PM
San Jose | San Jose -> WTSR -> ROW-B-1 -> B-1-11 | B-1-11 | RU#38 | SMTP-RELAY-5 | MESSAGING SERVICES | SUN Microsystems | Netra | T 105 | SUN342 | 039C1CA8 | 1000-71278 | 192.150.11.66 | Aug 5 2014 1:39PM
San Jose | San Jose -> WTSR -> ROW-B-1 -> B-1-11 | B-1-11 | RU#36 | blanking panel |  | APC | NetShelter | AR8101BLK-2U | APC970 |  |  |  | Aug 5 2014 1:39PM
San Jose | San Jose -> WTSR -> ROW-B-1 -> B-1-11 | B-1-11 | RU#35 | SJW02DMZSB | NETWORK SERVICES | Cisco Systems | Catalyst 2900 XL | WS-C2924-XL-A | CSCO313 | FOC1131Y4DH | 1000-71417 | 192.168.208.45 | Aug 5 2014 1:39PM
San Jose | San Jose -> WTSR -> ROW-B-1 -> B-1-11 | B-1-11 | RU#33 | blanking panel |  | APC | NetShelter | AR8101BLK-2U | APC970 |  |  |  | Aug 5 2014 1:39PM
San Jose | San Jose -> WTSR -> ROW-B-1 -> B-1-11 | B-1-11 | RU#32 | TRANSFER-1 | SERVER SERVICES | Tumbleweed Communications | MailGate | 4600 | TUBL014 | GY3VZK1 | 3099788 | 192.168.208.216, iDrac=10.0.5.54 | Aug 5 2014 1:39PM
San Jose | San Jose -> WTSR -> ROW-B-1 -> B-1-11 | B-1-11 | RU#31 | TRANSFER-2 | SERVER SERVICES | Tumbleweed Communications | MailGate | 4600 | TUBL014 | HY3VZK1 | 3099786 | 192.168.208.217, iDrac=10.0.5.55 | Aug 5 2014 1:39PM
San Jose | San Jose -> WTSR -> ROW-B-1 -> B-1-11 | B-1-11 | RU#30 | EASJSMS20 | LAB SERVICES | Super Micro Computer | SuperServer | 6016GT-TF-TM2 | SUPR650 | S6FGGTT11902553 |  | 192.150.12.62 | Aug 5 2014 1:39PM
San Jose | San Jose -> WTSR -> ROW-B-1 -> B-1-11 | B-1-11 | RU#29 | EASJSMS21 | LAB SERVICES | Super Micro Computer | SuperServer | 6016GT-TF-TM2 | SUPR650 | S6FGGTT11902589 |  | 192.150.12.63 | Aug 5 2014 1:39PM
San Jose | San Jose -> WTSR -> ROW-B-1 -> B-1-11 | B-1-11 | RU#27 | blanking panel |  | APC | NetShelter | AR8101BLK-2U | APC970 |  |  |  | Aug 5 2014 1:39PM
San Jose | San Jose -> WTSR -> ROW-B-1 -> B-1-11 | B-1-11 | RU#26 | DMOTECH-01 | LAB SERVICES | Hewlett-Packard | ProLiant | DL320 G5 | HEPA848 | MX280600B4 | 6004976 | 192.150.12.61 | Aug 5 2014 1:39PM
San Jose | San Jose -> WTSR -> ROW-B-1 -> B-1-11 | B-1-11 | RU#25 | blanking panel |  | APC | NetShelter | AR8101BLK-1U | APC969 |  |  |  | Aug 5 2014 1:39PM
San Jose | San Jose -> WTSR -> ROW-B-1 -> B-1-11 | B-1-11 | RU#24 | shelf |  | Generic Equipment Set | Shelf | 19 Inch 1U Shelf | GENR944 |  |  |  | Aug 5 2014 1:38PM
San Jose | San Jose -> WTSR -> ROW-B-1 -> B-1-11 | B-1-11 | RU#20 | blanking panel |  | APC | NetShelter | AR8101BLK-4U | APC971 |  |  |  | Aug 5 2014 1:38PM
San Jose | San Jose -> WTSR -> ROW-B-1 -> B-1-11 | B-1-11 | RU#16 | shelf |  | Generic Equipment Set | Shelf | 19 Inch 1U Shelf | GENR944 |  |  |  | Aug 5 2014 1:38PM
San Jose | San Jose -> WTSR -> ROW-B-1 -> B-1-11 | B-1-11 | RU#15 | blanking panel |  | APC | NetShelter | AR8101BLK-1U | APC969 |  |  |  | Aug 5 2014 1:38PM
San Jose | San Jose -> WTSR -> ROW-B-1 -> B-1-11 | B-1-11 | RU#11 | shelf |  | Generic Equipment Set | Shelf | 19 Inch 1U Shelf | GENR944 |  |  |  | Aug 5 2014 1:38PM
San Jose | San Jose -> WTSR -> ROW-B-1 -> B-1-11 | B-1-11 | RU#10 | blanking panel |  | APC | NetShelter | AR8101BLK-1U | APC969 |  |  |  | Aug 5 2014 1:38PM
San Jose | San Jose -> WTSR -> ROW-B-1 -> B-1-11 -> shelf | shelf | InOutPlug#4 | SECURITY-REVIEW |  | SUN Microsystems | Ultra | Ultra 2 Creator 3D | SUN045 | 928H211B |  | UNKNOWN | Aug 5 2014 1:38PM
San Jose | San Jose -> WTSR -> ROW-B-1 -> B-1-11 -> shelf | shelf | InOutPlug#4 | WWWAPS2 (NO PING 7/22/2013) | LAB SERVICES | SUN Microsystems | Ultra | Ultra 2 Creator 3D | SUN045 | 928H211A |  | 192.150.12.31 | Aug 5 2014 1:38PM
San Jose | San Jose -> WTSR -> ROW-B-1 -> B-1-12 | B-1-12 | RU#08 | blanking panel |  | APC | NetShelter | AR8101BLK-4U | APC971 |  |  |  | Aug 5 2014 1:40PM
San Jose | San Jose -> WTSR -> ROW-B-1 -> B-1-12 | B-1-12 | RU#06 | blanking panel |  | APC | NetShelter | AR8101BLK-2U | APC970 |  |  |  | Aug 5 2014 1:40PM
San Jose | San Jose -> WTSR -> ROW-B-1 -> B-1-12 | B-1-12 | RU#05 | PDU | DATA CENTER OPERATIONS | Generic Equipment Set | Generic Device | RM 10 Outlets | GENC016 |  |  |  | Aug 13 2014 4:29PM
San Jose | San Jose -> WTSR -> ROW-B-1 -> B-1-12 | B-1-12 | RU#01 | blanking panel |  | APC | NetShelter | AR8101BLK-4U | APC971 |  |  |  | Aug 5 2014 1:39PM
San Jose | San Jose -> WTSR -> ROW-B-1 -> B-1-12 | B-1-12 | RU#44 | blanking panel |  | APC | NetShelter | AR8101BLK-2U | APC970 |  |  |  | Aug 5 2014 1:41PM
San Jose | San Jose -> WTSR -> ROW-B-1 -> B-1-12 | B-1-12 | RU#43 | blanking panel |  | APC | NetShelter | AR8101BLK-1U | APC969 |  |  |  | Aug 5 2014 1:41PM
San Jose | San Jose -> WTSR -> ROW-B-1 -> B-1-12 | B-1-12 | RU#42 | SJW02DMZSA | NETWORK SERVICES | Cisco Systems | Catalyst 3500 XL | WS-C3524T-XL-EN | CSCO363 | FOC1131Y4CN |  | 192.168.208.44 | Aug 5 2014 1:41PM
San Jose | San Jose -> WTSR -> ROW-B-1 -> B-1-12 | B-1-12 | RU#40 | blanking panel |  | APC | NetShelter | AR8101BLK-2U | APC970 |  |  |  | Aug 5 2014 1:41PM
San Jose | San Jose -> WTSR -> ROW-B-1 -> B-1-12 | B-1-12 | RU#39 | blanking panel |  | APC | NetShelter | AR8101BLK-1U | APC969 |  |  |  | Aug 5 2014 1:41PM
San Jose | San Jose -> WTSR -> ROW-B-1 -> B-1-12 | B-1-12 | RU#38 | INNER-RELAY-STORE | MESSAGING SERVICES | SUN Microsystems | Netra | T 105 | SUN342 | 039C1C78 | 1000-71279 | 153.32.1.53 | Aug 5 2014 1:41PM
San Jose | San Jose -> WTSR -> ROW-B-1 -> B-1-12 | B-1-12 | RU#37 | INNER-RELAY-2 | MESSAGING SERVICES | SUN Microsystems | Sun Fire | V120 | SUN125 | FF32520048 |  | 153.32.1.52 | Aug 5 2014 1:41PM
San Jose | San Jose -> WTSR -> ROW-B-1 -> B-1-12 | B-1-12 | RU#36 | INNER-RELAY-1 | MESSAGING SERVICES | SUN Microsystems | Sun Fire | V120 | SUN125 | FF32540007 |  | 153.32.1.51 | Aug 5 2014 1:41PM
San Jose | San Jose -> WTSR -> ROW-B-1 -> B-1-12 | B-1-12 | RU#35 | blanking panel |  | APC | NetShelter | AR8101BLK-1U | APC969 |  |  |  | Aug 5 2014 1:41PM
San Jose | San Jose -> WTSR -> ROW-B-1 -> B-1-12 | B-1-12 | RU#34 | INBOUND-1 | SERVER SERVICES | SUN Microsystems | Sun Fire | X4150 | SUNM082 | 0929QAR013 | 3099210 |  | Aug 5 2014 1:41PM
San Jose | San Jose -> WTSR -> ROW-B-1 -> B-1-12 | B-1-12 | RU#33 | INBOUND-2 | SERVER SERVICES | SUN Microsystems | Sun Fire | X4150 | SUNM082 | 0929QAR008 | 3099212 |  | Aug 5 2014 1:41PM
San Jose | San Jose -> WTSR -> ROW-B-1 -> B-1-12 | B-1-12 | RU#32 | OUTBOUND-1 | SERVER SERVICES | SUN Microsystems | Sun Fire | X4150 | SUNM082 | 0929QAR019 | 3099211 |  | Aug 5 2014 1:40PM
San Jose | San Jose -> WTSR -> ROW-B-1 -> B-1-12 | B-1-12 | RU#30 | blanking panel |  | APC | NetShelter | AR8101BLK-2U | APC970 |  |  |  | Aug 5 2014 1:40PM
San Jose | San Jose -> WTSR -> ROW-B-1 -> B-1-12 | B-1-12 | RU#29 | blanking panel |  | APC | NetShelter | AR8101BLK-1U | APC969 |  |  |  | Aug 5 2014 1:40PM
San Jose | San Jose -> WTSR -> ROW-B-1 -> B-1-12 | B-1-12 | RU#28 | MINITURN01 | LAB SERVICES | Hewlett-Packard | ProLiant | DL 360 G5 | HEPA599 | MXQ817A1AW |  | 192.150.11.237 | Aug 5 2014 1:40PM
San Jose | San Jose -> WTSR -> ROW-B-1 -> B-1-12 | B-1-12 | RU#24 | blanking panel |  | APC | NetShelter | AR8101BLK-4U | APC971 |  |  |  | Aug 5 2014 1:40PM
San Jose | San Jose -> WTSR -> ROW-B-1 -> B-1-12 | B-1-12 | RU#22 | blanking panel |  | APC | NetShelter | AR8101BLK-2U | APC970 |  |  |  | Aug 5 2014 1:40PM
San Jose | San Jose -> WTSR -> ROW-B-1 -> B-1-12 | B-1-12 | RU#21 | CISCO-TKL | NETWORK SERVICES | Cisco Systems | Cisco File Engine Series | FE-511-K9 | CICO136 | KQZHKB7 |  | 153.32.16.216 | Aug 5 2014 1:40PM
San Jose | San Jose -> WTSR -> ROW-B-1 -> B-1-12 | B-1-12 | RU#20 | shelf |  | Generic Equipment Set | Shelf | 19 Inch 1U Shelf | GENR944 |  |  |  | Aug 5 2014 1:40PM
San Jose | San Jose -> WTSR -> ROW-B-1 -> B-1-12 | B-1-12 | RU#12 | blanking panel |  | APC | NetShelter | AR8101BLK-8U | APC972 |  |  |  | Aug 5 2014 1:40PM
San Jose | San Jose -> WTSR -> ROW-B-1 -> B-1-13 | B-1-13 | RU#09 | blanking panel |  | APC | NetShelter | AR8101BLK-4U | APC971 |  |  |  | Aug 13 2014 3:44PM
San Jose | San Jose -> WTSR -> ROW-B-1 -> B-1-13 | B-1-13 | RU#01 | blanking panel |  | APC | NetShelter | AR8101BLK-8U | APC972 |  |  |  | Aug 13 2014 3:44PM
San Jose | San Jose -> WTSR -> ROW-B-1 -> B-1-13 | B-1-13 | RU TOP | blanking panel |  | APC | NetShelter | AR8101BLK-1U | APC969 |  |  |  | Mar 27 2015 12:55PM
San Jose | San Jose -> WTSR -> ROW-B-1 -> B-1-13 | B-1-13 | RU#42 | blanking panel |  | APC | NetShelter | AR8101BLK-4U | APC971 |  |  |  | Mar 27 2015 12:55PM
San Jose | San Jose -> WTSR -> ROW-B-1 -> B-1-13 | B-1-13 | RU#34 | blanking panel |  | APC | NetShelter | AR8101BLK-8U | APC972 |  |  |  | Mar 27 2015 12:55PM
San Jose | San Jose -> WTSR -> ROW-B-1 -> B-1-13 | B-1-13 | RU#26 | blanking panel |  | APC | NetShelter | AR8101BLK-8U | APC972 |  |  |  | Mar 27 2015 12:55PM
San Jose | San Jose -> WTSR -> ROW-B-1 -> B-1-13 | B-1-13 | RU#22 | blanking panel |  | APC | NetShelter | AR8101BLK-4U | APC971 |  |  |  | Aug 13 2014 3:44PM
San Jose | San Jose -> WTSR -> ROW-B-1 -> B-1-13 | B-1-13 | RU#14 | blanking panel |  | APC | NetShelter | AR8101BLK-8U | APC972 |  |  |  | Aug 13 2014 3:44PM
San Jose | San Jose -> WTSR -> ROW-B-1 -> B-1-13 | B-1-13 | RU#13 | blanking panel |  | APC | NetShelter | AR8101BLK-1U | APC969 |  |  |  | Aug 13 2014 4:16PM
San Jose | San Jose -> WTSR -> ROW-B-1 -> B-1-14 | B-1-14 | RU#09 | blanking panel |  | APC | NetShelter | AR8101BLK-8U | APC972 |  |  |  | Aug 13 2014 3:39PM
San Jose | San Jose -> WTSR -> ROW-B-1 -> B-1-14 | B-1-14 | RU#01 | blanking panel |  | APC | NetShelter | AR8101BLK-8U | APC972 |  |  |  | Aug 13 2014 3:39PM
San Jose | San Jose -> WTSR -> ROW-B-1 -> B-1-14 | B-1-14 | RU#44 | SJWTF1CSW02 | STORAGE SERVICES | Brocade Communications Systems | Switches | 5300 | BROC111 | AHX1904F01C | 3100594 | 10.0.8.51 | Aug 5 2014 1:44PM
San Jose | San Jose -> WTSR -> ROW-B-1 -> B-1-14 | B-1-14 | RU#41 | blanking panel |  | APC | NetShelter | AR8101BLK-3U | APCC280 |  |  |  | Aug 13 2014 3:39PM
San Jose | San Jose -> WTSR -> ROW-B-1 -> B-1-14 | B-1-14 | RU#33 | blanking panel |  | APC | NetShelter | AR8101BLK-8U | APC972 |  |  |  | Aug 13 2014 3:39PM
San Jose | San Jose -> WTSR -> ROW-B-1 -> B-1-14 | B-1-14 | RU#25 | blanking panel |  | APC | NetShelter | AR8101BLK-8U | APC972 |  |  |  | Aug 13 2014 3:39PM
San Jose | San Jose -> WTSR -> ROW-B-1 -> B-1-14 | B-1-14 | RU#17 | blanking panel |  | APC | NetShelter | AR8101BLK-8U | APC972 |  |  |  | Aug 13 2014 3:39PM
San Jose | San Jose -> WTSR -> ROW-B-1 -> B-1-15 | B-1-15 | RU#09 | blanking panel |  | APC | NetShelter | AR8101BLK-2U | APC970 |  |  |  | Aug 5 2014 1:44PM
San Jose | San Jose -> WTSR -> ROW-B-1 -> B-1-15 | B-1-15 | RU#07 | blanking panel |  | APC | NetShelter | AR8101BLK-2U | APC970 |  |  |  | Aug 5 2014 1:44PM
San Jose | San Jose -> WTSR -> ROW-B-1 -> B-1-15 | B-1-15 | RU#05 | blanking panel |  | APC | NetShelter | AR8101BLK-2U | APC970 |  |  |  | Aug 5 2014 1:44PM
San Jose | San Jose -> WTSR -> ROW-B-1 -> B-1-15 | B-1-15 | RU#03 | blanking panel |  | APC | NetShelter | AR8101BLK-2U | APC970 |  |  |  | Aug 5 2014 1:44PM
San Jose | San Jose -> WTSR -> ROW-B-1 -> B-1-15 | B-1-15 | RU#01 | blanking panel |  | APC | NetShelter | AR8101BLK-2U | APC970 |  |  |  | Aug 5 2014 1:44PM
San Jose | San Jose -> WTSR -> ROW-B-1 -> B-1-15 | B-1-15 | RU#45 | blanking panel |  | APC | NetShelter | AR8101BLK-1U | APC969 |  |  |  | Aug 5 2014 1:46PM
San Jose | San Jose -> WTSR -> ROW-B-1 -> B-1-15 | B-1-15 | RU#41 | SW-A-1.DMZ.HQ1 | NETWORK SERVICES | Cisco Systems | Catalyst 2960 | WS-C2960G-48TC-L | CICO640 | FOC1220V2QZ |  |  | Aug 5 2014 1:46PM
San Jose | San Jose -> WTSR -> ROW-B-1 -> B-1-15 | B-1-15 | RU#40 | blanking panel |  | APC | NetShelter | AR8101BLK-1U | APC969 |  |  |  | Aug 13 2014 1:19PM
San Jose | San Jose -> WTSR -> ROW-B-1 -> B-1-15 | B-1-15 | RU#38 | ACSJTUTIL02 | SERVER SERVICES | Hewlett-Packard | ProLiant | DL 360 G5 | HEPA599 | MXQ928A53U |  |  | Aug 5 2014 1:46PM
San Jose | San Jose -> WTSR -> ROW-B-1 -> B-1-15 | B-1-15 | RU#37 | ACSJTJUMP03 | SERVER SERVICES | Hewlett-Packard | ProLiant | DL 360 G5 | HEPA599 | MXQ926A2ZC |  |  | Aug 5 2014 1:46PM
San Jose | San Jose -> WTSR -> ROW-B-1 -> B-1-15 | B-1-15 | RU#36 | ACSJTJUMP04 | SERVER SERVICES | Hewlett-Packard | ProLiant | DL 360 G5 | HEPA599 | MXQ926A2Z9 |  |  | Aug 5 2014 1:46PM
San Jose | San Jose -> WTSR -> ROW-B-1 -> B-1-15 | B-1-15 | RU#35 | PERF | TECH OPS | Hewlett-Packard | ProLiant | DL360 G7 | HEPK293 | USE204SRCR |  | 10.40.95.59 | Aug 5 2014 1:45PM
San Jose | San Jose -> WTSR -> ROW-B-1 -> B-1-15 | B-1-15 | RU#33 | LOGS.CORP | TECH OPS | Hewlett-Packard | ProLiant | DL385 G7 SFF | HEPK264 | USE332B74X |  |  | Aug 5 2014 1:45PM
San Jose | San Jose -> WTSR -> ROW-B-1 -> B-1-15 | B-1-15 | RU#32 | NTM1.HQ1 |  | Hewlett-Packard | ProLiant | DL360p G8 | HEPR246 | mxq43504hr | 3137548 |  | Dec 12 2014 11:45AM
San Jose | San Jose -> WTSR -> ROW-B-1 -> B-1-15 | B-1-15 | RU#30 | Blanking Panel |  | APC | NetShelter | AR8101BLK-2U | APC970 |  |  |  | Feb 6 2015 5:31PM
San Jose | San Jose -> WTSR -> ROW-B-1 -> B-1-15 | B-1-15 | RU#28 | RT-ALG-2-HQ1 |  | Cisco Systems | ASR 1000 Series | ASR 1002-X | CISC559 | SSI17080BL6 |  |  | Feb 6 2015 5:31PM
San Jose | San Jose -> WTSR -> ROW-B-1 -> B-1-15 | B-1-15 | RU#27 | AR8125 |  | APC | Accessory | AR8125 | APCA955 |  |  |  | Feb 6 2015 5:31PM
San Jose | San Jose -> WTSR -> ROW-B-1 -> B-1-15 | B-1-15 | RU#25 | blanking panel |  | APC | NetShelter | AR8101BLK-2U | APC970 |  |  |  | Aug 5 2014 1:45PM
San Jose | San Jose -> WTSR -> ROW-B-1 -> B-1-15 | B-1-15 | RU#23 | blanking panel |  | APC | NetShelter | AR8101BLK-2U | APC970 |  |  |  | Aug 5 2014 1:45PM
San Jose | San Jose -> WTSR -> ROW-B-1 -> B-1-15 | B-1-15 | RU#21 | blanking panel |  | APC | NetShelter | AR8101BLK-2U | APC970 |  |  |  | Aug 5 2014 1:45PM
San Jose | San Jose -> WTSR -> ROW-B-1 -> B-1-15 | B-1-15 | RU#19 | blanking panel |  | APC | NetShelter | AR8101BLK-2U | APC970 |  |  |  | Aug 5 2014 1:45PM
San Jose | San Jose -> WTSR -> ROW-B-1 -> B-1-15 | B-1-15 | RU#17 | blanking panel |  | APC | NetShelter | AR8101BLK-2U | APC970 |  |  |  | Aug 5 2014 1:45PM
San Jose | San Jose -> WTSR -> ROW-B-1 -> B-1-15 | B-1-15 | RU#15 | blanking panel |  | APC | NetShelter | AR8101BLK-2U | APC970 |  |  |  | Aug 5 2014 1:45PM
San Jose | San Jose -> WTSR -> ROW-B-1 -> B-1-15 | B-1-15 | RU#13 | blanking panel |  | APC | NetShelter | AR8101BLK-2U | APC970 |  |  |  | Aug 5 2014 1:45PM
San Jose | San Jose -> WTSR -> ROW-B-1 -> B-1-15 | B-1-15 | RU#11 | blanking panel |  | APC | NetShelter | AR8101BLK-2U | APC970 |  |  |  | Aug 5 2014 1:45PM
San Jose | San Jose -> WTSR -> ROW-B-1 -> B-1-16 | B-1-16 | RU#09 | blanking panel |  | APC | NetShelter | AR8101BLK-2U | APC970 |  |  |  | Aug 5 2014 1:47PM
San Jose | San Jose -> WTSR -> ROW-B-1 -> B-1-16 | B-1-16 | RU#07 | blanking panel |  | APC | NetShelter | AR8101BLK-2U | APC970 |  |  |  | Aug 5 2014 1:47PM
San Jose | San Jose -> WTSR -> ROW-B-1 -> B-1-16 | B-1-16 | RU#05 | blanking panel |  | APC | NetShelter | AR8101BLK-2U | APC970 |  |  |  | Aug 5 2014 1:46PM
San Jose | San Jose -> WTSR -> ROW-B-1 -> B-1-16 | B-1-16 | RU#03 | blanking panel |  | APC | NetShelter | AR8101BLK-2U | APC970 |  |  |  | Aug 5 2014 1:46PM
San Jose | San Jose -> WTSR -> ROW-B-1 -> B-1-16 | B-1-16 | RU#01 | blanking panel |  | APC | NetShelter | AR8101BLK-2U | APC970 |  |  |  | Aug 5 2014 1:46PM
San Jose | San Jose -> WTSR -> ROW-B-1 -> B-1-16 | B-1-16 | RU#45 | blanking panel |  | APC | NetShelter | AR8101BLK-1U | APC969 |  |  |  | Aug 5 2014 1:48PM
San Jose | San Jose -> WTSR -> ROW-B-1 -> B-1-16 | B-1-16 | RU#42 | RT-D-1.DMZ.HQ1 | TECH OPS | Cisco Systems | Cisco 3900 | Cisco3925/K9 | CISY852 |  |  |  | Aug 5 2014 1:48PM
San Jose | San Jose -> WTSR -> ROW-B-1 -> B-1-16 | B-1-16 | RU#41 | SW-A-2.DMZ.HQ1 | NETWORK SERVICES | Cisco Systems | Catalyst 2960 | WS-C2960G-48TC-L | CICO640 | FOC1152Z0YP |  |  | Aug 5 2014 1:48PM
San Jose | San Jose -> WTSR -> ROW-B-1 -> B-1-16 | B-1-16 | RU#40 | blanking panel |  | APC | NetShelter | AR8101BLK-1U | APC969 |  |  |  | Aug 5 2014 1:48PM
San Jose | San Jose -> WTSR -> ROW-B-1 -> B-1-16 | B-1-16 | RU#39 | IDS1.DMZ | TECH OPS | Sourcefire | 3D Sensor | 3D2100 | SFRE029 |  |  |  | Aug 5 2014 1:48PM
San Jose | San Jose -> WTSR -> ROW-B-1 -> B-1-16 | B-1-16 | RU#38 | SSLVPNTEST1 | TECH OPS | Juniper Networks | SA Series | SA2500 | JUNP689 |  |  |  | Aug 5 2014 1:48PM
San Jose | San Jose -> WTSR -> ROW-B-1 -> B-1-16 | B-1-16 | RU#37 | blanking panel |  | APC | NetShelter | AR8101BLK-1U | APC969 |  |  |  | Aug 5 2014 1:48PM
San Jose | San Jose -> WTSR -> ROW-B-1 -> B-1-16 | B-1-16 | RU#36 | BOB1.DMZ.SF4 | TECH OPS | Hewlett-Packard | ProLiant | DL360 G6 | HEPD899 | USE045N5H1 |  |  | Aug 5 2014 1:48PM
San Jose | San Jose -> WTSR -> ROW-B-1 -> B-1-16 | B-1-16 | RU#35 | BOB2.DMZ.SF4 | TECH OPS | Hewlett-Packard | ProLiant | DL360 G6 | HEPD899 | USE045N5H2 |  |  | Aug 5 2014 1:48PM
San Jose | San Jose -> WTSR -> ROW-B-1 -> B-1-16 | B-1-16 | RU#34 | SECOPS2.DMZ.SF4 | TECH OPS | Hewlett-Packard | ProLiant | DL160se G6 - SFF | HEPK056 | USE119NBZN |  |  | Aug 5 2014 1:48PM
San Jose | San Jose -> WTSR -> ROW-B-1 -> B-1-16 | B-1-16 | RU#32 | MESSINA | TECH OPS | Hewlett-Packard | ProLiant | DL385 G7 SFF | HEPK264 | USE119N5PG |  |  | Aug 5 2014 1:47PM
San Jose | San Jose -> WTSR -> ROW-B-1 -> B-1-16 | B-1-16 | RU#31 | APCON1.DMZ.HQ1 |  | Apcon | IntellaPatch Series 3000 | ACI-3036-C01 | APCO114 | 36050271 |  |  | Sep 4 2014 5:41PM
San Jose | San Jose -> WTSR -> ROW-B-1 -> B-1-16 | B-1-16 | RU#30 | Shelf |  | APC | Accessory | AR8125 | APCA955 |  |  |  | Sep 4 2014 5:41PM
San Jose | San Jose -> WTSR -> ROW-B-1 -> B-1-16 | B-1-16 | RU#29 | NFSEN1.DMZ.HQ1 |  | Lancope | StealthWatch | Xe1000 | LNCP005 | 22GWK02 |  |  | Dec 18 2014 5:10PM
San Jose | San Jose -> WTSR -> ROW-B-1 -> B-1-16 | B-1-16 | RU#27 | RT-ALG-1-HQ1 |  | Cisco Systems | ASR 1000 Series | ASR 1002-X | CISC559 | SSI17040JNA |  |  | Feb 6 2015 5:31PM
San Jose | San Jose -> WTSR -> ROW-B-1 -> B-1-16 | B-1-16 | RU#26 | Shelf |  | APC | Accessory | AR8125 | APCA955 |  |  |  | Feb 6 2015 5:31PM
San Jose | San Jose -> WTSR -> ROW-B-1 -> B-1-16 | B-1-16 | RU#24 | Blanking Panel |  | APC | NetShelter | AR8101BLK-2U | APC970 |  |  |  | Feb 6 2015 5:31PM
San Jose | San Jose -> WTSR -> ROW-B-1 -> B-1-16 | B-1-16 | RU#23 | Blanking Panel |  | APC | NetShelter | AR8101BLK-1U | APC969 |  |  |  | Feb 6 2015 5:31PM
San Jose | San Jose -> WTSR -> ROW-B-1 -> B-1-16 | B-1-16 | RU#21 | blanking panel |  | APC | NetShelter | AR8101BLK-2U | APC970 |  |  |  | Aug 5 2014 1:47PM
San Jose | San Jose -> WTSR -> ROW-B-1 -> B-1-16 | B-1-16 | RU#19 | blanking panel |  | APC | NetShelter | AR8101BLK-2U | APC970 |  |  |  | Aug 5 2014 1:47PM
San Jose | San Jose -> WTSR -> ROW-B-1 -> B-1-16 | B-1-16 | RU#17 | blanking panel |  | APC | NetShelter | AR8101BLK-2U | APC970 |  |  |  | Aug 5 2014 1:47PM
San Jose | San Jose -> WTSR -> ROW-B-1 -> B-1-16 | B-1-16 | RU#15 | blanking panel |  | APC | NetShelter | AR8101BLK-2U | APC970 |  |  |  | Aug 5 2014 1:47PM
San Jose | San Jose -> WTSR -> ROW-B-1 -> B-1-16 | B-1-16 | RU#13 | blanking panel |  | APC | NetShelter | AR8101BLK-2U | APC970 |  |  |  | Aug 5 2014 1:47PM
San Jose | San Jose -> WTSR -> ROW-B-1 -> B-1-16 | B-1-16 | RU#11 | blanking panel |  | APC | NetShelter | AR8101BLK-2U | APC970 |  |  |  | Aug 5 2014 1:47PM
San Jose | San Jose -> WTSR -> ROW-B-1 -> B-1-17 | B-1-17 | RU#09 | SJVAULT3 | STORAGE SERVICES | Isilon Systems | NL-Series | NL400 | ISLN051 | SN400-301340- 0115 | 3138341 |  | Jul 23 2014 6:35PM
San Jose | San Jose -> WTSR -> ROW-B-1 -> B-1-17 | B-1-17 | RU#05 | SJVAULT2 | STORAGE SERVICES | Isilon Systems | NL-Series | NL400 | ISLN051 | SN400-301341- 0405 | 3138341 |  | Jul 23 2014 6:35PM
San Jose | San Jose -> WTSR -> ROW-B-1 -> B-1-17 | B-1-17 | RU#01 | SJVAULT1 | STORAGE SERVICES | Isilon Systems | NL-Series | NL400 | ISLN051 | SN400-301339- 0405 | 3138341 |  | Jul 23 2014 6:35PM
San Jose | San Jose -> WTSR -> ROW-B-1 -> B-1-17 | B-1-17 | RU#45 | blanking panel |  | APC | NetShelter | AR8101BLK-1U | APC969 |  |  |  | Aug 13 2014 4:05PM
San Jose | San Jose -> WTSR -> ROW-B-1 -> B-1-17 | B-1-17 | RU#41 | blanking panel |  | APC | NetShelter | AR8101BLK-4U | APC971 |  |  |  | Aug 13 2014 4:05PM
San Jose | San Jose -> WTSR -> ROW-B-1 -> B-1-17 | B-1-17 | RU#31 | SJVAULT16 |  | Isilon Systems | X-Series | X400 | ISLN052 | 201438 0084 | 100214159 |  | May 28 2015 3:28PM
San Jose | San Jose -> WTSR -> ROW-B-1 -> B-1-17 | B-1-17 | RU#25 | SJVAULT7 | STORAGE SERVICES | Isilon Systems | NL-Series | NL400 | ISLN051 | SN400-201333-0019 | 3138341 |  | Jul 23 2014 6:35PM
San Jose | San Jose -> WTSR -> ROW-B-1 -> B-1-17 | B-1-17 | RU#21 | SJVAULT6 | STORAGE SERVICES | Isilon Systems | NL-Series | NL400 | ISLN051 |  | 3138341 |  | Jul 23 2014 6:35PM
San Jose | San Jose -> WTSR -> ROW-B-1 -> B-1-17 | B-1-17 | RU#17 | SJVAULT5 | STORAGE SERVICES | Isilon Systems | NL-Series | NL400 | ISLN051 | SN400-201333-0014 | 3138341 |  | Jul 23 2014 6:35PM
San Jose | San Jose -> WTSR -> ROW-B-1 -> B-1-17 | B-1-17 | RU#13 | SJVAULT4 | STORAGE SERVICES | Isilon Systems | NL-Series | NL400 | ISLN051 | SN400-301342- 0115 | 3138341 |  | Jul 23 2014 6:35PM
San Jose | San Jose -> WTSR -> ROW-B-1 -> B-1-18 | B-1-18 | RU#09 | SJVAULT10 | STORAGE SERVICES | Isilon Systems | NL-Series | NL400 | ISLN051 | SN400-301413-0268 | 3138341 |  | Aug 28 2014 6:34PM
San Jose | San Jose -> WTSR -> ROW-B-1 -> B-1-18 | B-1-18 | RU#05 | SJVAULT9 | STORAGE SERVICES | Isilon Systems | NL-Series | NL400 | ISLN051 | SN400-201333-0009 | 3138341 |  | Jul 23 2014 6:35PM
San Jose | San Jose -> WTSR -> ROW-B-1 -> B-1-18 | B-1-18 | RU#01 | SJVAULT8 | STORAGE SERVICES | Isilon Systems | NL-Series | NL400 | ISLN051 | SN400-201333-0003 |  |  | Jul 23 2014 6:35PM
San Jose | San Jose -> WTSR -> ROW-B-1 -> B-1-18 | B-1-18 | RU#45 | Generic: 1U Cable Manager #1 |  | Generic Patch Panel Icons | Generic Patch Panel | 1U Cable Manager | PP195 |  |  |  | Aug 5 2014 1:51PM
San Jose | San Jose -> WTSR -> ROW-B-1 -> B-1-18 | B-1-18 | RU#44 | SNJSWSR-B1-1G-FEX127 (REAR) | NETWORK SERVICES | Cisco Systems | Nexus 2000 Series | N2K-C2248TP-E | CSCY902 | SSI1717D41P | NA | NA | Aug 5 2014 1:50PM
San Jose | San Jose -> WTSR -> ROW-B-1 -> B-1-18 | B-1-18 | RU#43 | cable manager |  | Generic Patch Panel Icons | Generic Patch Panel | 1U Cable Manager | PP195 |  |  |  | Aug 5 2014 1:50PM
San Jose | San Jose -> WTSR -> ROW-B-1 -> B-1-18 | B-1-18 | RU#42 | SNJSWSR-B1-10G-FEX107 (REAR) | NETWORK SERVICES | Cisco Systems | Nexus 2000 Series | N2K-C2232PP-10GE | CISY951 | SSI1719D7JK | NA | NA | Aug 5 2014 1:50PM
San Jose | San Jose -> WTSR -> ROW-B-1 -> B-1-18 | B-1-18 | RU#41 | cable manager |  | Generic Patch Panel Icons | Generic Patch Panel | 1U Cable Manager | PP195 |  |  |  | Aug 5 2014 1:50PM
San Jose | San Jose -> WTSR -> ROW-B-1 -> B-1-18 | B-1-18 | RU#40 | SNJSWSR-B1-ADMSB (REAR) | NETWORK SERVICES | Cisco Systems | Catalyst 2960 | WS-C2960S-48LPS-L | CSCY002 | FOC17232YUY | NA | NA | Aug 5 2014 1:50PM
San Jose | San Jose -> WTSR -> ROW-B-1 -> B-1-18 | B-1-18 | RU#39 | blanking panel |  | APC | NetShelter | AR8101BLK-1U | APC969 |  |  |  | Aug 13 2014 12:56PM
San Jose | San Jose -> WTSR -> ROW-B-1 -> B-1-18 | B-1-18 | RU#37 | blanking panel |  | APC | NetShelter | AR8101BLK-2U | APC970 |  |  |  | Aug 5 2014 1:50PM
San Jose | San Jose -> WTSR -> ROW-B-1 -> B-1-18 | B-1-18 | RU#33 | SJVAULT17 |  | Isilon Systems | NL-Series | NL400 | ISLN051 |  |  |  | Oct 15 2015 7:08PM
San Jose | San Jose -> WTSR -> ROW-B-1 -> B-1-18 | B-1-18 | RU#29 | SJVAULT15 |  | Isilon Systems | NL-Series | NL400 | ISLN051 |  |  |  | Apr 10 2015 6:44PM
San Jose | San Jose -> WTSR -> ROW-B-1 -> B-1-18 | B-1-18 | RU#25 | SJVAULT14 |  | Isilon Systems | NL-Series | NL400 | ISLN051 | SN400-201337- 0025 | 3138341 |  | Mar 20 2015 4:11PM
San Jose | San Jose -> WTSR -> ROW-B-1 -> B-1-18 | B-1-18 | RU#21 | SJVAULT13 |  | Isilon Systems | NL-Series | NL400 | ISLN051 | SN400-301318- 0025 | 3138341 |  | Mar 20 2015 4:11PM
San Jose | San Jose -> WTSR -> ROW-B-1 -> B-1-18 | B-1-18 | RU#17 | SJVAULT12 | STORAGE SERVICES | Isilon Systems | NL-Series | NL400 | ISLN051 | SN400-301413-0266 | 3138341 |  | Aug 28 2014 6:34PM
San Jose | San Jose -> WTSR -> ROW-B-1 -> B-1-18 | B-1-18 | RU#13 | SJVAULT11 | STORAGE SERVICES | Isilon Systems | NL-Series | NL400 | ISLN051 | SN400-301413-0274 | 3138341 |  | Aug 28 2014 6:34PM
San Jose | San Jose -> WTSR -> ROW-B-1 -> B-1-19 | B-1-19 | RU#08 | blanking panel |  | APC | NetShelter | AR8101BLK-2U | APC970 |  |  |  | Aug 5 2014 1:51PM
San Jose | San Jose -> WTSR -> ROW-B-1 -> B-1-19 | B-1-19 | RU#06 | blanking panel |  | APC | NetShelter | AR8101BLK-2U | APC970 |  |  |  | Aug 5 2014 1:51PM
San Jose | San Jose -> WTSR -> ROW-B-1 -> B-1-19 | B-1-19 | RU#04 | blanking panel |  | APC | NetShelter | AR8101BLK-2U | APC970 |  |  |  | Aug 5 2014 1:51PM
San Jose | San Jose -> WTSR -> ROW-B-1 -> B-1-19 | B-1-19 | RU#02 | blanking panel |  | APC | NetShelter | AR8101BLK-2U | APC970 |  |  |  | Aug 5 2014 1:51PM
San Jose | San Jose -> WTSR -> ROW-B-1 -> B-1-19 | B-1-19 | RU#01 | blanking panel |  | APC | NetShelter | AR8101BLK-1U | APC969 |  |  |  | Aug 5 2014 1:51PM
San Jose | San Jose -> WTSR -> ROW-B-1 -> B-1-19 | B-1-19 | RU#44 | blanking panel |  | APC | NetShelter | AR8101BLK-2U | APC970 |  |  |  | Aug 5 2014 1:53PM
San Jose | San Jose -> WTSR -> ROW-B-1 -> B-1-19 | B-1-19 | RU#43 | blanking panel |  | APC | NetShelter | AR8101BLK-1U | APC969 |  |  |  | Aug 5 2014 1:53PM
San Jose | San Jose -> WTSR -> ROW-B-1 -> B-1-19 | B-1-19 | RU#42 | HOST-SJC0-143 | NETWORK SERVICES | SUN Microsystems | Sun Fire | V215 | SUN902 | 0748FML0MM |  | 192.168.208.115, ilo=10.0.20.71 | Aug 5 2014 1:53PM
San Jose | San Jose -> WTSR -> ROW-B-1 -> B-1-19 | B-1-19 | RU#41 | blanking panel |  | APC | NetShelter | AR8101BLK-1U | APC969 |  |  |  | Aug 5 2014 1:53PM
San Jose | San Jose -> WTSR -> ROW-B-1 -> B-1-19 | B-1-19 | RU#40 | HOST-SJC0-145 | NETWORK SERVICES | SUN Microsystems | Sun Fire | V215 | SUN902 | 0748FML0MH |  | 192.168.208.147, ilo=10.0.20.72 | Aug 5 2014 1:52PM
San Jose | San Jose -> WTSR -> ROW-B-1 -> B-1-19 | B-1-19 | RU#38 | HOST-SJC0-146 | NETWORK SERVICES | SUN Microsystems | Sun Fire | V245 | SUN903 | 0748FML0PX |  | 192.168.208.158, ilo=10.0.20.73 | Aug 5 2014 1:52PM
San Jose | San Jose -> WTSR -> ROW-B-1 -> B-1-19 | B-1-19 | RU#36 | HOST-SJC0-147 | NETWORK SERVICES | SUN Microsystems | Sun Fire | V245 | SUN903 | 0748FML0R8 |  | 192.168.208.169, ilo=10.0.20.74 | Aug 5 2014 1:52PM
San Jose | San Jose -> WTSR -> ROW-B-1 -> B-1-19 | B-1-19 | RU#34 | HOST-SJC0-148 | NETWORK SERVICES | SUN Microsystems | Sun Fire | V245 | SUN903 | 0748FML0QJ |  | 192.168.208.181, ilo=10.0.20.75 | Aug 5 2014 1:52PM
San Jose | San Jose -> WTSR -> ROW-B-1 -> B-1-19 | B-1-19 | RU#32 | HOST-SJC0-149 | NETWORK SERVICES | SUN Microsystems | Sun Fire | V245 | SUN903 | 0748FML0RR |  | 192.168.208.183, ilo=10.0.20.76 | Aug 5 2014 1:52PM
San Jose | San Jose -> WTSR -> ROW-B-1 -> B-1-19 | B-1-19 | RU#30 | HOST-SJC0-150 | NETWORK SERVICES | SUN Microsystems | Sun Fire | V245 | SUN903 | 0748FML0RU |  | 192.168.208.187, ilo=10.0.20.77 | Aug 5 2014 1:52PM
San Jose | San Jose -> WTSR -> ROW-B-1 -> B-1-19 | B-1-19 | RU#28 | HOST-SJC0-151 | NETWORK SERVICES | SUN Microsystems | Sun Fire | V245 | SUN903 | 0748FML0CU |  | 192.168.208.189, ilo=10.0.20.78 | Aug 5 2014 1:52PM
San Jose | San Jose -> WTSR -> ROW-B-1 -> B-1-19 | B-1-19 | RU#27 | HOST-SJC0-160 | NETWORK SERVICES | Hewlett-Packard | ProLiant | DL 360 G5 | HEPA599 | MXQ742018E |  | 192.168.208.57, ilo=10.0.20.81 | Aug 5 2014 1:52PM
San Jose | San Jose -> WTSR -> ROW-B-1 -> B-1-19 | B-1-19 | RU#26 | HOST-SJC0-161 | NETWORK SERVICES | Hewlett-Packard | ProLiant | DL 360 G5 | HEPA599 | MXQ737030E |  | 192.168.208.58, ilo=10.0.20.82 | Aug 5 2014 1:52PM
San Jose | San Jose -> WTSR -> ROW-B-1 -> B-1-19 | B-1-19 | RU#24 | blanking panel |  | APC | NetShelter | AR8101BLK-2U | APC970 |  |  |  | Aug 5 2014 1:51PM
San Jose | San Jose -> WTSR -> ROW-B-1 -> B-1-19 | B-1-19 | RU#22 | blanking panel |  | APC | NetShelter | AR8101BLK-2U | APC970 |  |  |  | Aug 5 2014 1:51PM
San Jose | San Jose -> WTSR -> ROW-B-1 -> B-1-19 | B-1-19 | RU#20 | blanking panel |  | APC | NetShelter | AR8101BLK-2U | APC970 |  |  |  | Aug 5 2014 1:51PM
San Jose | San Jose -> WTSR -> ROW-B-1 -> B-1-19 | B-1-19 | RU#18 | blanking panel |  | APC | NetShelter | AR8101BLK-2U | APC970 |  |  |  | Aug 5 2014 1:51PM
San Jose | San Jose -> WTSR -> ROW-B-1 -> B-1-19 | B-1-19 | RU#16 | blanking panel |  | APC | NetShelter | AR8101BLK-2U | APC970 |  |  |  | Aug 5 2014 1:51PM
San Jose | San Jose -> WTSR -> ROW-B-1 -> B-1-19 | B-1-19 | RU#14 | blanking panel |  | APC | NetShelter | AR8101BLK-2U | APC970 |  |  |  | Aug 5 2014 1:51PM
San Jose | San Jose -> WTSR -> ROW-B-1 -> B-1-19 | B-1-19 | RU#12 | blanking panel |  | APC | NetShelter | AR8101BLK-2U | APC970 |  |  |  | Aug 5 2014 1:51PM
San Jose | San Jose -> WTSR -> ROW-B-1 -> B-1-19 | B-1-19 | RU#10 | blanking panel |  | APC | NetShelter | AR8101BLK-2U | APC970 |  |  |  | Aug 5 2014 1:51PM
San Jose | San Jose -> WTSR -> ROW-B-1 -> B-1-2 | B-1-2 | RU#09 | blanking panel |  | APC | NetShelter | AR8101BLK-4U | APC971 |  |  |  | Aug 12 2014 6:38PM
San Jose | San Jose -> WTSR -> ROW-B-1 -> B-1-2 | B-1-2 | RU#07 | blanking panel |  | APC | NetShelter | AR8101BLK-2U | APC970 |  |  |  | Aug 13 2014 10:46AM
San Jose | San Jose -> WTSR -> ROW-B-1 -> B-1-2 | B-1-2 | RU#03 | blanking panel |  | APC | NetShelter | AR8101BLK-4U | APC971 |  |  |  | Aug 13 2014 10:46AM
San Jose | San Jose -> WTSR -> ROW-B-1 -> B-1-2 | B-1-2 | RU#02 | PDU1 |  | Leviton Voice and Data | RDP Series | RDP-175 (Closed View) | LEVI651 |  |  |  | Aug 5 2014 1:53PM
San Jose | San Jose -> WTSR -> ROW-B-1 -> B-1-2 | B-1-2 | RU#01 | blanking panel |  | APC | NetShelter | AR8101BLK-1U | APC969 |  |  |  | Aug 12 2014 6:38PM
San Jose | San Jose -> WTSR -> ROW-B-1 -> B-1-2 | B-1-2 | RU#44 | blanking panel |  | APC | NetShelter | AR8101BLK-2U | APC970 |  |  |  | Aug 12 2014 6:38PM
San Jose | San Jose -> WTSR -> ROW-B-1 -> B-1-2 | B-1-2 | RU#43 | PDU2 |  | Leviton Voice and Data | RDP Series | RDP-175 (Closed View) | LEVI651 |  |  |  | Aug 5 2014 1:54PM
San Jose | San Jose -> WTSR -> ROW-B-1 -> B-1-2 | B-1-2 | RU#42 | blanking panel |  | APC | NetShelter | AR8101BLK-1U | APC969 |  |  |  | Aug 12 2014 6:38PM
San Jose | San Jose -> WTSR -> ROW-B-1 -> B-1-2 | B-1-2 | RU#38 | blanking panel |  | APC | NetShelter | AR8101BLK-4U | APC971 |  |  |  | Aug 12 2014 6:38PM
San Jose | San Jose -> WTSR -> ROW-B-1 -> B-1-2 | B-1-2 | RU#30 | EDEVDB | SERVER SERVICES | SUN Microsystems | Enterprise | 250 (Rack) | SUN109 | 021H2DFC |  | 153.32.15.34 | Aug 5 2014 1:54PM
San Jose | San Jose -> WTSR -> ROW-B-1 -> B-1-2 | B-1-2 | RU#29 | shelf |  | Generic Equipment Set | Shelf | 23 Inch 1U Shelf | GENR945 |  |  |  | Aug 5 2014 1:54PM
San Jose | San Jose -> WTSR -> ROW-B-1 -> B-1-2 | B-1-2 | RU#28 | blanking panel |  | APC | NetShelter | AR8101BLK-1U | APC969 |  |  |  | Aug 12 2014 6:38PM
San Jose | San Jose -> WTSR -> ROW-B-1 -> B-1-2 | B-1-2 | RU#20 | blanking panel |  | APC | NetShelter | AR8101BLK-8U | APC972 |  |  |  | Aug 12 2014 6:38PM
San Jose | San Jose -> WTSR -> ROW-B-1 -> B-1-2 | B-1-2 | RU#18 | blanking panel |  | APC | NetShelter | AR8101BLK-2U | APC970 |  |  |  | Aug 13 2014 10:46AM
San Jose | San Jose -> WTSR -> ROW-B-1 -> B-1-2 | B-1-2 | RU#17 | DEMO-SJC0-04 | SERVER SERVICES | Hewlett-Packard | ProLiant | DL360 G4 | HEPA155 | USM50303MS | 3089717 | Nic1=10.0.4.117, Nic2=10.0.4.118, ilo=153.32.2.55 | Aug 5 2014 1:53PM
San Jose | San Jose -> WTSR -> ROW-B-1 -> B-1-2 | B-1-2 | RU#16 | shelf |  | Generic Equipment Set | Shelf | 23 Inch 1U Shelf | GENR945 |  |  |  | Aug 5 2014 1:53PM
San Jose | San Jose -> WTSR -> ROW-B-1 -> B-1-2 | B-1-2 | RU#13 | blanking panel |  | APC | NetShelter | AR8101BLK-3U | APCC280 |  |  |  | Aug 12 2014 6:38PM
San Jose | San Jose -> WTSR -> ROW-B-1 -> B-1-20 | B-1-20 | RU#09 | blanking panel |  | APC | NetShelter | AR8101BLK-8U | APC972 |  |  |  | Aug 13 2014 6:34PM
San Jose | San Jose -> WTSR -> ROW-B-1 -> B-1-20 | B-1-20 | RU#01 | blanking panel |  | APC | NetShelter | AR8101BLK-8U | APC972 |  |  |  | Aug 13 2014 6:34PM
San Jose | San Jose -> WTSR -> ROW-B-1 -> B-1-20 | B-1-20 | RU#45 | blanking panel |  | APC | NetShelter | AR8101BLK-1U | APC969 |  |  |  | Aug 13 2014 6:34PM
San Jose | San Jose -> WTSR -> ROW-B-1 -> B-1-20 | B-1-20 | RU#41 | blanking panel |  | APC | NetShelter | AR8101BLK-4U | APC971 |  |  |  | Aug 13 2014 6:34PM
San Jose | San Jose -> WTSR -> ROW-B-1 -> B-1-20 | B-1-20 | RU#33 | blanking panel |  | APC | NetShelter | AR8101BLK-8U | APC972 |  |  |  | Aug 13 2014 6:34PM
San Jose | San Jose -> WTSR -> ROW-B-1 -> B-1-20 | B-1-20 | RU#25 | blanking panel |  | APC | NetShelter | AR8101BLK-8U | APC972 |  |  |  | Aug 13 2014 6:34PM
San Jose | San Jose -> WTSR -> ROW-B-1 -> B-1-20 | B-1-20 | RU#17 | blanking panel |  | APC | NetShelter | AR8101BLK-8U | APC972 |  |  |  | Aug 13 2014 6:34PM
San Jose | San Jose -> WTSR -> ROW-B-1 -> B-1-21 | B-1-21 | RU#09 | blanking panel |  | APC | NetShelter | AR8101BLK-2U | APC970 |  |  |  | Aug 5 2014 1:54PM
San Jose | San Jose -> WTSR -> ROW-B-1 -> B-1-21 | B-1-21 | RU#07 | blanking panel |  | APC | NetShelter | AR8101BLK-2U | APC970 |  |  |  | Aug 5 2014 1:54PM
San Jose | San Jose -> WTSR -> ROW-B-1 -> B-1-21 | B-1-21 | RU#05 | blanking panel |  | APC | NetShelter | AR8101BLK-2U | APC970 |  |  |  | Aug 5 2014 1:54PM
San Jose | San Jose -> WTSR -> ROW-B-1 -> B-1-21 | B-1-21 | RU#03 | blanking panel |  | APC | NetShelter | AR8101BLK-2U | APC970 |  |  |  | Aug 5 2014 1:54PM
San Jose | San Jose -> WTSR -> ROW-B-1 -> B-1-21 | B-1-21 | RU#01 | blanking panel |  | APC | NetShelter | AR8101BLK-2U | APC970 |  |  |  | Aug 5 2014 1:54PM
San Jose | San Jose -> WTSR -> ROW-B-1 -> B-1-21 | B-1-21 | RU#45 | blanking panel |  | APC | NetShelter | AR8101BLK-1U | APC969 |  |  |  | Aug 5 2014 1:57PM
San Jose | San Jose -> WTSR -> ROW-B-1 -> B-1-21 | B-1-21 | RU#43 | SJWTF1B01 | STORAGE SERVICES | Brocade Communications Systems | Switches | 5300 | BROC111 | CHQ2525J01B | 3128339 | 10.0.4.165 | Aug 5 2014 1:57PM
San Jose | San Jose -> WTSR -> ROW-B-1 -> B-1-21 | B-1-21 | RU#42 | blanking panel |  | APC | NetShelter | AR8101BLK-1U | APC969 |  |  |  | Aug 6 2014 3:52PM
San Jose | San Jose -> WTSR -> ROW-B-1 -> B-1-21 | B-1-21 | RU#40 | blanking panel |  | APC | NetShelter | AR8101BLK-2U | APC970 |  |  |  | Aug 5 2014 1:56PM
San Jose | San Jose -> WTSR -> ROW-B-1 -> B-1-21 | B-1-21 | RU#39 | blanking panel |  | APC | NetShelter | AR8101BLK-1U | APC969 |  |  |  | Aug 5 2014 1:56PM
San Jose | San Jose -> WTSR -> ROW-B-1 -> B-1-21 | B-1-21 | RU#38 | IDIOM-Q-WIN-1 | SERVER SERVICES | Hewlett-Packard | ProLiant | DL 360 G5 | HEPA599 | MXQ752A487 |  | 10.0.4.66 | Aug 5 2014 1:56PM
San Jose | San Jose -> WTSR -> ROW-B-1 -> B-1-21 | B-1-21 | RU#37 | IDIOM-Q-WIN-2 | SERVER SERVICES | Hewlett-Packard | ProLiant | DL 360 G5 | HEPA599 | MXQ752A47M |  | 10.0.4.67 | Aug 5 2014 1:56PM
San Jose | San Jose -> WTSR -> ROW-B-1 -> B-1-21 | B-1-21 | RU#36 | IDIOM-Q-WIN-STG-1 | SERVER SERVICES | Hewlett-Packard | ProLiant | DL 360 G5 | HEPA599 | MXQ74500XM |  | 10.0.4.68 | Aug 5 2014 1:55PM
San Jose | San Jose -> WTSR -> ROW-B-1 -> B-1-21 | B-1-21 | RU#35 | IDIOM-Q-WIN-DEV | SERVER SERVICES | Hewlett-Packard | ProLiant | DL 360 G5 | HEPA599 | MXQ74201BN |  | 10.0.4.69 | Aug 5 2014 1:55PM
San Jose | San Jose -> WTSR -> ROW-B-1 -> B-1-21 | B-1-21 | RU#33 | blanking panel |  | APC | NetShelter | AR8101BLK-2U | APC970 |  |  |  | Aug 5 2014 1:55PM
San Jose | San Jose -> WTSR -> ROW-B-1 -> B-1-21 | B-1-21 | RU#31 | blanking panel |  | APC | NetShelter | AR8101BLK-2U | APC970 |  |  |  | Aug 5 2014 1:55PM
San Jose | San Jose -> WTSR -> ROW-B-1 -> B-1-21 | B-1-21 | RU#30 | HOST-SJC0-158 | SERVER SERVICES | Hewlett-Packard | ProLiant | DL 360 G5 | HEPA599 | MXQ752A48N |  | 192.168.208.55, ilo=10.0.20.79 | Aug 5 2014 1:55PM
San Jose | San Jose -> WTSR -> ROW-B-1 -> B-1-21 | B-1-21 | RU#29 | HOST-SJC0-159 | SERVER SERVICES | Hewlett-Packard | ProLiant | DL 360 G5 | HEPA599 | MXQ752A48F |  | 192.168.208.56, ilo=10.0.20.80 | Aug 5 2014 1:55PM
San Jose | San Jose -> WTSR -> ROW-B-1 -> B-1-21 | B-1-21 | RU#27 | blanking panel |  | APC | NetShelter | AR8101BLK-2U | APC970 |  |  |  | Aug 5 2014 1:55PM
San Jose | San Jose -> WTSR -> ROW-B-1 -> B-1-21 | B-1-21 | RU#25 | blanking panel |  | APC | NetShelter | AR8101BLK-2U | APC970 |  |  |  | Aug 5 2014 1:55PM
San Jose | San Jose -> WTSR -> ROW-B-1 -> B-1-21 | B-1-21 | RU#23 | blanking panel |  | APC | NetShelter | AR8101BLK-2U | APC970 |  |  |  | Aug 5 2014 1:55PM
San Jose | San Jose -> WTSR -> ROW-B-1 -> B-1-21 | B-1-21 | RU#21 | blanking panel |  | APC | NetShelter | AR8101BLK-2U | APC970 |  |  |  | Aug 5 2014 1:55PM
San Jose | San Jose -> WTSR -> ROW-B-1 -> B-1-21 | B-1-21 | RU#19 | blanking panel |  | APC | NetShelter | AR8101BLK-2U | APC970 |  |  |  | Aug 5 2014 1:55PM
San Jose | San Jose -> WTSR -> ROW-B-1 -> B-1-21 | B-1-21 | RU#17 | blanking panel |  | APC | NetShelter | AR8101BLK-2U | APC970 |  |  |  | Aug 5 2014 1:55PM
San Jose | San Jose -> WTSR -> ROW-B-1 -> B-1-21 | B-1-21 | RU#15 | blanking panel |  | APC | NetShelter | AR8101BLK-2U | APC970 |  |  |  | Aug 5 2014 1:54PM
San Jose | San Jose -> WTSR -> ROW-B-1 -> B-1-21 | B-1-21 | RU#13 | blanking panel |  | APC | NetShelter | AR8101BLK-2U | APC970 |  |  |  | Aug 5 2014 1:54PM
San Jose | San Jose -> WTSR -> ROW-B-1 -> B-1-21 | B-1-21 | RU#11 | blanking panel |  | APC | NetShelter | AR8101BLK-2U | APC970 |  |  |  | Aug 5 2014 1:54PM
San Jose | San Jose -> WTSR -> ROW-B-1 -> B-1-22 | B-1-22 | RU#09 | blanking panel |  | APC | NetShelter | AR8101BLK-8U | APC972 |  |  |  | Aug 13 2014 6:34PM
San Jose | San Jose -> WTSR -> ROW-B-1 -> B-1-22 | B-1-22 | RU#01 | blanking panel |  | APC | NetShelter | AR8101BLK-8U | APC972 |  |  |  | Aug 13 2014 6:34PM
San Jose | San Jose -> WTSR -> ROW-B-1 -> B-1-22 | B-1-22 | RU#45 | blanking panel |  | APC | NetShelter | AR8101BLK-1U | APC969 |  |  |  | Aug 13 2014 6:25PM
San Jose | San Jose -> WTSR -> ROW-B-1 -> B-1-22 | B-1-22 | RU#41 | blanking panel |  | APC | NetShelter | AR8101BLK-4U | APC971 |  |  |  | Aug 13 2014 6:34PM
San Jose | San Jose -> WTSR -> ROW-B-1 -> B-1-22 | B-1-22 | RU#33 | blanking panel |  | APC | NetShelter | AR8101BLK-8U | APC972 |  |  |  | Aug 13 2014 6:34PM
San Jose | San Jose -> WTSR -> ROW-B-1 -> B-1-22 | B-1-22 | RU#25 | blanking panel |  | APC | NetShelter | AR8101BLK-8U | APC972 |  |  |  | Aug 13 2014 6:34PM
San Jose | San Jose -> WTSR -> ROW-B-1 -> B-1-22 | B-1-22 | RU#17 | blanking panel |  | APC | NetShelter | AR8101BLK-8U | APC972 |  |  |  | Aug 13 2014 6:34PM
San Jose | San Jose -> WTSR -> ROW-B-1 -> B-1-23 | B-1-23 | RU#09 | blanking panel |  | APC | NetShelter | AR8101BLK-8U | APC972 |  |  |  | Aug 5 2014 1:57PM
San Jose | San Jose -> WTSR -> ROW-B-1 -> B-1-23 | B-1-23 | RU#01 | blanking panel |  | APC | NetShelter | AR8101BLK-8U | APC972 |  |  |  | Aug 5 2014 1:57PM
San Jose | San Jose -> WTSR -> ROW-B-1 -> B-1-23 | B-1-23 | RU#44 | blanking panel |  | APC | NetShelter | AR8101BLK-2U | APC970 |  |  |  | Aug 5 2014 1:58PM
San Jose | San Jose -> WTSR -> ROW-B-1 -> B-1-23 | B-1-23 | RU#36 | blanking panel |  | APC | NetShelter | AR8101BLK-8U | APC972 |  |  |  | Feb 4 2016 3:44PM
San Jose | San Jose -> WTSR -> ROW-B-1 -> B-1-23 | B-1-23 | RU#32 | blanking panel |  | APC | NetShelter | AR8101BLK-4U | APC971 |  |  |  | Aug 5 2014 1:58PM
San Jose | San Jose -> WTSR -> ROW-B-1 -> B-1-23 | B-1-23 | RU#28 | blanking panel |  | APC | NetShelter | AR8101BLK-4U | APC971 |  |  |  | Feb 4 2016 3:44PM
San Jose | San Jose -> WTSR -> ROW-B-1 -> B-1-23 | B-1-23 | RU#27 | blanking panel |  | APC | NetShelter | AR8101BLK-1U | APC969 |  |  |  | Aug 5 2014 1:57PM
San Jose | San Jose -> WTSR -> ROW-B-1 -> B-1-23 | B-1-23 | RU#25 | SJCWTUNITYMS1 | NETWORK SERVICES | Hewlett-Packard | ProLiant | DL385 G5 | HEPD845 | 2UX9150289 | 3098961 | 10.0.130.32 | Aug 5 2014 1:57PM
San Jose | San Jose -> WTSR -> ROW-B-1 -> B-1-23 | B-1-23 | RU#24 | SJ-PROXY-ASM | Security Services | F5 Networks | BIG-IP | BIG-IP 3600 | F5LA208 | F5-KNPR-IJXZ |  | 10.0.4.104 | Aug 5 2014 1:57PM
San Jose | San Jose -> WTSR -> ROW-B-1 -> B-1-23 | B-1-23 | RU#23 | SJ-PROXY-ASM2 | Security Services | F5 Networks | BIG-IP | BIG-IP 3600 | F5LA208 | F5-LEWR-ADVJ |  | 10.0.4.120 | Aug 5 2014 1:57PM
San Jose | San Jose -> WTSR -> ROW-B-1 -> B-1-23 | B-1-23 | RU#21 | blanking panel |  | APC | NetShelter | AR8101BLK-2U | APC970 |  |  |  | Aug 5 2014 1:57PM
San Jose | San Jose -> WTSR -> ROW-B-1 -> B-1-23 | B-1-23 | RU#17 | blanking panel |  | APC | NetShelter | AR8101BLK-4U | APC971 |  |  |  | Aug 5 2014 1:57PM
San Jose | San Jose -> WTSR -> ROW-B-1 -> B-1-3 | B-1-3 | RU#02 | blanking panel |  | APC | NetShelter | AR8101BLK-8U | APC972 |  |  |  | Aug 12 2014 6:20PM
San Jose | San Jose -> WTSR -> ROW-B-1 -> B-1-3 | B-1-3 | RU#01 | shelf |  | Generic Equipment Set | Shelf | 19 Inch 1U Shelf | GENR944 |  |  |  | Aug 5 2014 1:58PM
San Jose | San Jose -> WTSR -> ROW-B-1 -> B-1-3 | B-1-3 | RU#44 | blanking panel |  | APC | NetShelter | AR8101BLK-2U | APC970 |  |  |  | Aug 5 2014 1:59PM
San Jose | San Jose -> WTSR -> ROW-B-1 -> B-1-3 | B-1-3 | RU#42 | cable manager |  | Generic Equipment Set | Panel | Blank 2U Panel | GENR260 |  |  |  | Aug 5 2014 1:59PM
San Jose | San Jose -> WTSR -> ROW-B-1 -> B-1-3 | B-1-3 | RU#41 | patch panel |  | Generic Equipment Set | Patch Panel | 1U 24-Port RJ45 Patch Panel | GENR976 |  |  |  | Aug 5 2014 1:59PM
San Jose | San Jose -> WTSR -> ROW-B-1 -> B-1-3 | B-1-3 | RU#40 | patch panel |  | Generic Equipment Set | Patch Panel | 1U 24-Port RJ45 Patch Panel | GENR976 |  |  |  | Aug 5 2014 1:59PM
San Jose | San Jose -> WTSR -> ROW-B-1 -> B-1-3 | B-1-3 | RU#38 | cable manager |  | Generic Equipment Set | Panel | Blank 2U Panel | GENR260 |  |  |  | Aug 5 2014 1:59PM
San Jose | San Jose -> WTSR -> ROW-B-1 -> B-1-3 | B-1-3 | RU#37 | patch panel |  | Generic Equipment Set | Patch Panel | 1U 24-Port RJ45 Patch Panel | GENR976 |  |  |  | Aug 5 2014 1:59PM
San Jose | San Jose -> WTSR -> ROW-B-1 -> B-1-3 | B-1-3 | RU#36 | patch panel |  | Generic Equipment Set | Patch Panel | 1U 24-Port RJ45 Patch Panel | GENR976 |  |  |  | Aug 5 2014 1:59PM
San Jose | San Jose -> WTSR -> ROW-B-1 -> B-1-3 | B-1-3 | RU#34 | blanking panel |  | APC | NetShelter | AR8101BLK-2U | APC970 |  |  |  | Sep 19 2014 3:37PM
San Jose | San Jose -> WTSR -> ROW-B-1 -> B-1-3 | B-1-3 | RU#31 | SJ3DRA004 |  | Dell Computer | PowerEdge R-Series | PowerEdge R730 - 3.5 Inch Drive Bays | DELM603 | C9XPR52 | 100214263 | IP-10.0.80.140; DRAC 10.0.20.42 | Jul 24 2015 11:06AM
San Jose | San Jose -> WTSR -> ROW-B-1 -> B-1-3 | B-1-3 | RU#29 | SJ3DRA005 |  | Dell Computer | PowerEdge R-Series | PowerEdge R730 - 3.5 Inch Drive Bays | DELM603 | C9WWR52 | 100214262 | IP - 10.0.80.141; DRAC-10.0.20.43 | Jul 24 2015 11:06AM
San Jose | San Jose -> WTSR -> ROW-B-1 -> B-1-3 | B-1-3 | RU#27 | SJ3DRA006 |  | Dell Computer | PowerEdge R-Series | PowerEdge R730 - 3.5 Inch Drive Bays | DELM603 | C9WXR52 | 100214259 | IP - 10.0.80.142; DRAC-10.0.20.44 | Jul 24 2015 11:06AM
San Jose | San Jose -> WTSR -> ROW-B-1 -> B-1-3 | B-1-3 | RU#25 | shelf |  | Generic Equipment Set | Shelf | 19 Inch 1U Shelf | GENR944 |  |  |  | Sep 19 2014 3:37PM
San Jose | San Jose -> WTSR -> ROW-B-1 -> B-1-3 | B-1-3 | RU#24 | PDU2 |  | Generic Equipment Set | Generic Device | RM 10 Outlets | GENC016 |  |  |  | Aug 5 2014 1:59PM
San Jose | San Jose -> WTSR -> ROW-B-1 -> B-1-3 | B-1-3 | RU#23 | PDU |  | Generic Equipment Set | Generic Device | RM 10 Outlets | GENC016 |  |  |  | Aug 5 2014 1:59PM
San Jose | San Jose -> WTSR -> ROW-B-1 -> B-1-3 | B-1-3 | RU#22 | blanking panel |  | APC | NetShelter | AR8101BLK-1U | APC969 |  |  |  | Aug 13 2014 12:04PM
San Jose | San Jose -> WTSR -> ROW-B-1 -> B-1-3 | B-1-3 | RU#18 | blanking panel |  | APC | NetShelter | AR8101BLK-4U | APC971 |  |  |  | Aug 13 2014 12:04PM
San Jose | San Jose -> WTSR -> ROW-B-1 -> B-1-3 | B-1-3 | RU#10 | blanking panel |  | APC | NetShelter | AR8101BLK-8U | APC972 |  |  |  | Aug 5 2014 1:58PM
San Jose | San Jose -> WTSR -> ROW-B-1 -> B-1-3 -> shelf | shelf | InOutPlug#4 | monitor |  | Dell Computer | Color Monitor | E550 | DELL227 | 8209783 |  |  | Sep 19 2014 3:37PM
San Jose | San Jose -> WTSR -> ROW-B-1 -> B-1-4 | B-1-4 | RU#04 | blanking panel |  | APC | NetShelter | AR8101BLK-8U | APC972 |  |  |  | Aug 5 2014 1:59PM
San Jose | San Jose -> WTSR -> ROW-B-1 -> B-1-4 | B-1-4 | RU#03 | shelf |  | Generic Equipment Set | Shelf | 19 Inch 1U Shelf | GENR944 |  |  |  | Aug 5 2014 1:59PM
San Jose | San Jose -> WTSR -> ROW-B-1 -> B-1-4 | B-1-4 | RU#01 | blanking panel |  | APC | NetShelter | AR8101BLK-2U | APC970 |  |  |  | Aug 5 2014 1:59PM
San Jose | San Jose -> WTSR -> ROW-B-1 -> B-1-4 | B-1-4 | RU#45 | cable manager |  | Leviton Voice and Data | Cable Management | 49254-BC1 | LEVI110 |  |  |  | Aug 12 2014 6:11PM
San Jose | San Jose -> WTSR -> ROW-B-1 -> B-1-4 | B-1-4 | RU#44 | SNJSWSR-B1-1G-FEX125 (REAR) | NETWORK SERVICES | Cisco Systems | Nexus 2000 Series | N2K-C2248TP-E | CSCY902 | FOX1724G9BC | NA | NA | Aug 5 2014 2:01PM
San Jose | San Jose -> WTSR -> ROW-B-1 -> B-1-4 | B-1-4 | RU#43 | cable manager |  | Leviton Voice and Data | Cable Management | 49254-BC1 | LEVI110 |  |  |  | Aug 12 2014 6:11PM
San Jose | San Jose -> WTSR -> ROW-B-1 -> B-1-4 | B-1-4 | RU#42 | SNJSWSR-B1-10G-FEX105 (REAR) | NETWORK SERVICES | Cisco Systems | Nexus 2000 Series | N2K-C2232PP-10GE | CISY951 | S171908PL | NA | NA | Aug 5 2014 2:00PM
San Jose | San Jose -> WTSR -> ROW-B-1 -> B-1-4 | B-1-4 | RU#41 | cable manager |  | Leviton Voice and Data | Cable Management | 49254-BC1 | LEVI110 |  |  |  | Aug 12 2014 6:11PM
San Jose | San Jose -> WTSR -> ROW-B-1 -> B-1-4 | B-1-4 | RU#40 | SNJSWSR-B1-ADMSA (REAR) | NETWORK SERVICES | Cisco Systems | Catalyst 2960 | WS-C2960S-48LPS-L | CSCY002 | FOC1723Z37l | NA | NA | Aug 5 2014 2:00PM
San Jose | San Jose -> WTSR -> ROW-B-1 -> B-1-4 | B-1-4 | RU#39 | cable manager |  | Leviton Voice and Data | Cable Management | 49254-BC1 | LEVI110 |  |  |  | Aug 12 2014 6:11PM
San Jose | San Jose -> WTSR -> ROW-B-1 -> B-1-4 | B-1-4 | RU#37 | blanking panel |  | APC | NetShelter | AR8101BLK-2U | APC970 |  |  |  | Aug 5 2014 2:00PM
San Jose | San Jose -> WTSR -> ROW-B-1 -> B-1-4 | B-1-4 | RU#36 | blanking panel |  | APC | NetShelter | AR8101BLK-1U | APC969 |  |  |  | Aug 5 2014 2:00PM
San Jose | San Jose -> WTSR -> ROW-B-1 -> B-1-4 | B-1-4 | RU#34 | SJ3DRA001 |  | Dell Computer | PowerEdge R-Series | PowerEdge R730xd - 3.5 Inch Drive Bays | DELM607 | 4MMN942 | 100214062 |  | Mar 24 2015 6:37PM
San Jose | San Jose -> WTSR -> ROW-B-1 -> B-1-4 | B-1-4 | RU#32 | SJ3DRA002 |  | Dell Computer | PowerEdge R-Series | PowerEdge R730xd - 3.5 Inch Drive Bays | DELM607 | 4MMP942 | 100214069 |  | Mar 24 2015 6:37PM
San Jose | San Jose -> WTSR -> ROW-B-1 -> B-1-4 | B-1-4 | RU#30 | SJ3DRA003 |  | Dell Computer | PowerEdge R-Series | PowerEdge R730xd - 3.5 Inch Drive Bays | DELM607 | 4MNM942 | 100214066 |  | Mar 24 2015 6:37PM
San Jose | San Jose -> WTSR -> ROW-B-1 -> B-1-4 | B-1-4 | RU#28 | SJ1DRA220 | OPEN STACK | Dell Computer | PowerEdge R-Series | PowerEdge R730xd - 3.5 Inch Drive Bays | DELM607 | 4MMM942 | 100214065 | drac=10.0.20.58 | May 14 2015 6:42PM
San Jose | San Jose -> WTSR -> ROW-B-1 -> B-1-4 | B-1-4 | RU#26 | SJ1DRA221 | OPEN STACK | Dell Computer | PowerEdge R-Series | PowerEdge R730xd - 3.5 Inch Drive Bays | DELM607 | 4MMQ942 | 100214067 | drac=10.0.20.59 | May 14 2015 6:42PM
San Jose | San Jose -> WTSR -> ROW-B-1 -> B-1-4 | B-1-4 | RU#24 | SJ1DRA222 | OPEN STACK | Dell Computer | PowerEdge R-Series | PowerEdge R730xd - 3.5 Inch Drive Bays | DELM607 | 4MNL942 | 100214068 | drac=10.0.20.60 | May 14 2015 6:42PM
San Jose | San Jose -> WTSR -> ROW-B-1 -> B-1-4 | B-1-4 | RU#20 | blanking panel |  | APC | NetShelter | AR8101BLK-4U | APC971 |  |  |  | May 14 2015 6:42PM
San Jose | San Jose -> WTSR -> ROW-B-1 -> B-1-4 | B-1-4 | RU#19 | shelf |  | Generic Equipment Set | Shelf | 19 Inch 1U Shelf | GENR944 |  |  |  | Aug 5 2014 2:00PM
San Jose | San Jose -> WTSR -> ROW-B-1 -> B-1-4 | B-1-4 | RU#18 | PDU2 |  | Generic Equipment Set | Generic Device | RM 10 Outlets | GENC016 |  |  |  | Aug 5 2014 2:00PM
San Jose | San Jose -> WTSR -> ROW-B-1 -> B-1-4 | B-1-4 | RU#17 | PDU1 |  | Generic Equipment Set | Generic Device | RM 10 Outlets | GENC016 |  |  |  | Aug 5 2014 2:00PM
San Jose | San Jose -> WTSR -> ROW-B-1 -> B-1-4 | B-1-4 | RU#16 | blanking panel |  | APC | NetShelter | AR8101BLK-1U | APC969 |  |  |  | Aug 5 2014 1:59PM
San Jose | San Jose -> WTSR -> ROW-B-1 -> B-1-4 | B-1-4 | RU#12 | blanking panel |  | APC | NetShelter | AR8101BLK-4U | APC971 |  |  |  | Aug 5 2014 1:59PM
San Jose | San Jose -> WTSR -> ROW-B-1 -> B-1-5 | B-1-5 | RU#07 | blanking panel |  | APC | NetShelter | AR8101BLK-4U | APC971 |  |  |  | Aug 5 2014 2:01PM
San Jose | San Jose -> WTSR -> ROW-B-1 -> B-1-5 | B-1-5 | RU#05 | blanking panel |  | APC | NetShelter | AR8101BLK-2U | APC970 |  |  |  | Aug 5 2014 2:01PM
San Jose | San Jose -> WTSR -> ROW-B-1 -> B-1-5 | B-1-5 | RU#04 | SJIPCEVS | NETWORK SERVICES | Hewlett-Packard | ProLiant | DL320 G3 | HEPA254 | 6J2AKCZ4YDDR |  | UNKNOWN | Aug 5 2014 2:01PM
San Jose | San Jose -> WTSR -> ROW-B-1 -> B-1-5 | B-1-5 | RU#02 | blanking panel |  | APC | NetShelter | AR8101BLK-2U | APC970 |  |  |  | Aug 5 2014 2:01PM
San Jose | San Jose -> WTSR -> ROW-B-1 -> B-1-5 | B-1-5 | RU#01 | blanking panel |  | APC | NetShelter | AR8101BLK-1U | APC969 |  |  |  | Aug 5 2014 2:01PM
San Jose | San Jose -> WTSR -> ROW-B-1 -> B-1-5 | B-1-5 | RU#45 | Blanking Panel |  | APC | NetShelter | AR8101BLK-1U | APC969 |  |  |  | Jul 15 2015 11:53AM
San Jose | San Jose -> WTSR -> ROW-B-1 -> B-1-5 | B-1-5 | RU#43 | Blanking Panel |  | APC | NetShelter | AR8101BLK-2U | APC970 |  |  |  | Jul 15 2015 11:53AM
San Jose | San Jose -> WTSR -> ROW-B-1 -> B-1-5 | B-1-5 | RU#41 | SJ1DRA223 |  | Dell Computer | PowerEdge R-Series | PowerEdge R730xd - 3.5 Inch Drive Bays | DELM607 | 9Y4KD42 |  |  | Jul 15 2015 11:53AM
San Jose | San Jose -> WTSR -> ROW-B-1 -> B-1-5 | B-1-5 | RU#39 | SJ1DRA224 |  | Dell Computer | PowerEdge R-Series | PowerEdge R730xd - 3.5 Inch Drive Bays | DELM607 | 9Y4LD42 |  |  | Jul 15 2015 11:53AM
San Jose | San Jose -> WTSR -> ROW-B-1 -> B-1-5 | B-1-5 | RU#37 | SJ1DRA225 |  | Dell Computer | PowerEdge R-Series | PowerEdge R730xd - 3.5 Inch Drive Bays | DELM607 | 9Y4MD42 |  |  | Jul 15 2015 11:53AM
San Jose | San Jose -> WTSR -> ROW-B-1 -> B-1-5 | B-1-5 | RU#35 | shelf |  | Generic Equipment Set | Shelf | 19 Inch 1U Shelf | GENR944 |  |  |  | Aug 5 2014 2:02PM
San Jose | San Jose -> WTSR -> ROW-B-1 -> B-1-5 | B-1-5 | RU#33 | blanking panel |  | APC | NetShelter | AR8101BLK-2U | APC970 |  |  |  | Aug 5 2014 2:02PM
San Jose | San Jose -> WTSR -> ROW-B-1 -> B-1-5 | B-1-5 | RU#32 | shelf |  | Generic Equipment Set | Shelf | 19 Inch 1U Shelf | GENR944 |  |  |  | Aug 5 2014 2:02PM
San Jose | San Jose -> WTSR -> ROW-B-1 -> B-1-5 | B-1-5 | RU#30 | blanking panel |  | APC | NetShelter | AR8101BLK-2U | APC970 |  |  |  | Aug 5 2014 2:02PM
San Jose | San Jose -> WTSR -> ROW-B-1 -> B-1-5 | B-1-5 | RU#29 | shelf |  | Generic Equipment Set | Shelf | 19 Inch 1U Shelf | GENR944 |  |  |  | Aug 5 2014 2:01PM
San Jose | San Jose -> WTSR -> ROW-B-1 -> B-1-5 | B-1-5 | RU#27 | blanking panel |  | APC | NetShelter | AR8101BLK-2U | APC970 |  |  |  | Aug 5 2014 2:01PM
San Jose | San Jose -> WTSR -> ROW-B-1 -> B-1-5 | B-1-5 | RU#26 | blanking panel |  | APC | NetShelter | AR8101BLK-1U | APC969 |  |  |  | Aug 5 2014 2:01PM
San Jose | San Jose -> WTSR -> ROW-B-1 -> B-1-5 | B-1-5 | RU#25 | shelf |  | Generic Equipment Set | Shelf | 19 Inch 1U Shelf | GENR944 |  |  |  | Aug 5 2014 2:01PM
San Jose | San Jose -> WTSR -> ROW-B-1 -> B-1-5 | B-1-5 | RU#21 | blanking panel |  | APC | NetShelter | AR8101BLK-4U | APC971 |  |  |  | Aug 5 2014 2:01PM
San Jose | San Jose -> WTSR -> ROW-B-1 -> B-1-5 | B-1-5 | RU#20 | blanking panel |  | APC | NetShelter | AR8101BLK-1U | APC969 |  |  |  | Aug 5 2014 2:01PM
San Jose | San Jose -> WTSR -> ROW-B-1 -> B-1-5 | B-1-5 | RU#19 | shelf |  | Generic Equipment Set | Shelf | 19 Inch 1U Shelf | GENR944 |  |  |  | Aug 5 2014 2:01PM
San Jose | San Jose -> WTSR -> ROW-B-1 -> B-1-5 | B-1-5 | RU#15 | blanking panel |  | APC | NetShelter | AR8101BLK-4U | APC971 |  |  |  | Aug 5 2014 2:01PM
San Jose | San Jose -> WTSR -> ROW-B-1 -> B-1-5 | B-1-5 | RU#13 | blanking panel |  | APC | NetShelter | AR8101BLK-2U | APC970 |  |  |  | Aug 5 2014 2:01PM
San Jose | San Jose -> WTSR -> ROW-B-1 -> B-1-5 | B-1-5 | RU#12 | PDU |  | Generic Equipment Set | Generic Device | RM 10 Outlets | GENC016 |  |  |  | Aug 5 2014 2:01PM
San Jose | San Jose -> WTSR -> ROW-B-1 -> B-1-5 | B-1-5 | RU#11 | PDU |  | Generic Equipment Set | Generic Device | RM 10 Outlets | GENC016 |  |  |  | Aug 5 2014 2:01PM
San Jose | San Jose -> WTSR -> ROW-B-1 -> B-1-5 -> shelf | shelf | InOutPlug#1 | SJ1DRA226 |  | Dell Computer | PowerEdge R-Series | PowerEdge R730xd - 3.5 Inch Drive Bays | DELM607 | 9Y4JD42 |  |  | Jul 15 2015 11:53AM
San Jose | San Jose -> WTSR -> ROW-B-1 -> B-1-6 | B-1-6 | RU#02 | shelf |  | Generic Equipment Set | Shelf | 23 Inch 1U Shelf | GENR945 |  |  |  | Aug 5 2014 2:02PM
San Jose | San Jose -> WTSR -> ROW-B-1 -> B-1-6 | B-1-6 | RU#01 | blanking panel |  | APC | NetShelter | AR8101BLK-1U | APC969 |  |  |  | Aug 12 2014 5:54PM
San Jose | San Jose -> WTSR -> ROW-B-1 -> B-1-6 | B-1-6 | RU#44 | blanking panel |  | APC | NetShelter | AR8101BLK-2U | APC970 |  |  |  | Aug 12 2014 5:54PM
San Jose | San Jose -> WTSR -> ROW-B-1 -> B-1-6 | B-1-6 | RU#40 | INBOUND-SMTP-1 | MESSAGING SERVICES | SUN Microsystems | Sun Fire | V440 | SUN199 | 0404AD23CF |  | 192.150.11.132 | Aug 5 2014 2:02PM
San Jose | San Jose -> WTSR -> ROW-B-1 -> B-1-6 | B-1-6 | RU#39 | shelf |  | Generic Equipment Set | Shelf | 23 Inch 1U Shelf | GENR945 |  |  |  | Aug 5 2014 2:02PM
San Jose | San Jose -> WTSR -> ROW-B-1 -> B-1-6 | B-1-6 | RU#38 | CONWEST5 | DATA CENTER OPERATIONS | Cyclades | AlterPath | ATP0200 | CYCL045 | ATP054212 |  | 153.32.14.147 | Aug 5 2014 2:02PM
San Jose | San Jose -> WTSR -> ROW-B-1 -> B-1-6 | B-1-6 | RU#36 | blanking panel |  | APC | NetShelter | AR8101BLK-2U | APC970 |  |  |  | Aug 12 2014 5:54PM
San Jose | San Jose -> WTSR -> ROW-B-1 -> B-1-6 | B-1-6 | RU#28 | blanking panel |  | APC | NetShelter | AR8101BLK-8U | APC972 |  |  |  | Aug 12 2014 5:54PM
San Jose | San Jose -> WTSR -> ROW-B-1 -> B-1-6 | B-1-6 | RU#27 | shelf |  | Generic Equipment Set | Shelf | 23 Inch 1U Shelf | GENR945 |  |  |  | Aug 5 2014 2:02PM
San Jose | San Jose -> WTSR -> ROW-B-1 -> B-1-6 | B-1-6 | RU#24 | blanking panel |  | APC | NetShelter | AR8101BLK-3U | APCC280 |  |  |  | Aug 12 2014 5:54PM
San Jose | San Jose -> WTSR -> ROW-B-1 -> B-1-6 | B-1-6 | RU#16 | blanking panel |  | APC | NetShelter | AR8101BLK-8U | APC972 |  |  |  | Aug 12 2014 5:54PM
San Jose | San Jose -> WTSR -> ROW-B-1 -> B-1-6 | B-1-6 | RU#15 | shelf |  | Generic Equipment Set | Shelf | 23 Inch 1U Shelf | GENR945 |  |  |  | Aug 5 2014 2:02PM
San Jose | San Jose -> WTSR -> ROW-B-1 -> B-1-6 | B-1-6 | RU#14 | blanking panel |  | APC | NetShelter | AR8101BLK-1U | APC969 |  |  |  | Aug 13 2014 12:13PM
San Jose | San Jose -> WTSR -> ROW-B-1 -> B-1-6 -> shelf | shelf | InOutPlug#1 | ADOBE-MACPRO-1 | LAB SERVICES | Apple Computer | Mac | MacPro | APPL165 | H0113128GWR |  | 192.168.216.30 | Aug 5 2014 2:02PM
San Jose | San Jose -> WTSR -> ROW-B-1 -> B-1-7 | B-1-7 | RU#03 | blanking panel |  | APC | NetShelter | AR8101BLK-8U | APC972 |  |  |  | Aug 12 2014 5:46PM
San Jose | San Jose -> WTSR -> ROW-B-1 -> B-1-7 | B-1-7 | RU#02 | shelf #1 |  | Generic Equipment Set | Shelf | 23 Inch 1U Shelf | GENR945 |  |  |  | Aug 5 2014 2:02PM
San Jose | San Jose -> WTSR -> ROW-B-1 -> B-1-7 | B-1-7 | RU#01 | blanking panel |  | APC | NetShelter | AR8101BLK-1U | APC969 |  |  |  | Aug 12 2014 5:46PM
San Jose | San Jose -> WTSR -> ROW-B-1 -> B-1-7 | B-1-7 | RU#45 | blanking panel |  | APC | NetShelter | AR8101BLK-1U | APC969 |  |  |  | Aug 12 2014 5:46PM
San Jose | San Jose -> WTSR -> ROW-B-1 -> B-1-7 | B-1-7 | RU#37 | blanking panel |  | APC | NetShelter | AR8101BLK-8U | APC972 |  |  |  | Aug 12 2014 5:46PM
San Jose | San Jose -> WTSR -> ROW-B-1 -> B-1-7 | B-1-7 | RU#35 | ACROSAMBA (OFF 7/15/2013) |  | SUN Microsystems | SPARCstation | SPARCstation 5 | SUN024 | 623F11F3 |  | 153.32.2.48 | Aug 5 2014 2:03PM
San Jose | San Jose -> WTSR -> ROW-B-1 -> B-1-7 | B-1-7 | RU#34 | shelf #5 |  | Generic Equipment Set | Shelf | 23 Inch 1U Shelf | GENR945 |  |  |  | Aug 5 2014 2:03PM
San Jose | San Jose -> WTSR -> ROW-B-1 -> B-1-7 | B-1-7 | RU#31 | blanking panel |  | APC | NetShelter | AR8101BLK-3U | APCC280 |  |  |  | Aug 12 2014 5:46PM
San Jose | San Jose -> WTSR -> ROW-B-1 -> B-1-7 | B-1-7 | RU#27 | blanking panel |  | APC | NetShelter | AR8101BLK-4U | APC971 |  |  |  | Aug 12 2014 5:46PM
San Jose | San Jose -> WTSR -> ROW-B-1 -> B-1-7 | B-1-7 | RU#26 | shelf #4 |  | Generic Equipment Set | Shelf | 23 Inch 1U Shelf | GENR945 |  |  |  | Aug 5 2014 2:02PM
San Jose | San Jose -> WTSR -> ROW-B-1 -> B-1-7 | B-1-7 | RU#24 | blanking panel |  | APC | NetShelter | AR8101BLK-2U | APC970 |  |  |  | Aug 12 2014 5:46PM
San Jose | San Jose -> WTSR -> ROW-B-1 -> B-1-7 | B-1-7 | RU#20 | OUTBOUND-SMTP-1 | MESSAGING SERVICES | SUN Microsystems | Enterprise | E420R | SUN088 | 039H4892 | 1000-71300 | 192.150.11.134 | Aug 5 2014 2:02PM
San Jose | San Jose -> WTSR -> ROW-B-1 -> B-1-7 | B-1-7 | RU#19 | shelf #3 |  | Generic Equipment Set | Shelf | 23 Inch 1U Shelf | GENR945 |  |  |  | Aug 5 2014 2:02PM
San Jose | San Jose -> WTSR -> ROW-B-1 -> B-1-7 | B-1-7 | RU#18 | blanking panel |  | APC | NetShelter | AR8101BLK-1U | APC969 |  |  |  | Aug 12 2014 5:46PM
San Jose | San Jose -> WTSR -> ROW-B-1 -> B-1-7 | B-1-7 | RU#14 | S7OZZYNAS | SERVER SERVICES | Super Micro Computer | SuperChassis | SC742S-420B (Closed View) | SUPR243 | na |  | 153.32.16.159 | Aug 5 2014 2:02PM
San Jose | San Jose -> WTSR -> ROW-B-1 -> B-1-7 | B-1-7 | RU#13 | blanking panel |  | APC | NetShelter | AR8101BLK-1U | APC969 |  |  |  | Aug 12 2014 5:46PM
San Jose | San Jose -> WTSR -> ROW-B-1 -> B-1-7 | B-1-7 | RU#12 | shelf #2 |  | Generic Equipment Set | Shelf | 23 Inch 1U Shelf | GENR945 |  |  |  | Aug 5 2014 2:02PM
San Jose | San Jose -> WTSR -> ROW-B-1 -> B-1-7 | B-1-7 | RU#11 | blanking panel |  | APC | NetShelter | AR8101BLK-1U | APC969 |  |  |  | Aug 12 2014 5:46PM
San Jose | San Jose -> WTSR -> ROW-B-1 -> B-1-8 | B-1-8 | RU#09 | blanking panel |  | APC | NetShelter | AR8101BLK-2U | APC970 |  |  |  | Aug 5 2014 2:03PM
San Jose | San Jose -> WTSR -> ROW-B-1 -> B-1-8 | B-1-8 | RU#07 | blanking panel |  | APC | NetShelter | AR8101BLK-2U | APC970 |  |  |  | Aug 5 2014 2:03PM
San Jose | San Jose -> WTSR -> ROW-B-1 -> B-1-8 | B-1-8 | RU#05 | blanking panel |  | APC | NetShelter | AR8101BLK-2U | APC970 |  |  |  | Aug 5 2014 2:03PM
San Jose | San Jose -> WTSR -> ROW-B-1 -> B-1-8 | B-1-8 | RU#03 | blanking panel |  | APC | NetShelter | AR8101BLK-2U | APC970 |  |  |  | Aug 5 2014 2:03PM
San Jose | San Jose -> WTSR -> ROW-B-1 -> B-1-8 | B-1-8 | RU#02 | shelf |  | Generic Equipment Set | Shelf | 19 Inch 1U Shelf | GENR944 |  |  |  | Aug 5 2014 2:03PM
San Jose | San Jose -> WTSR -> ROW-B-1 -> B-1-8 | B-1-8 | RU#01 | blanking panel |  | APC | NetShelter | AR8101BLK-1U | APC969 |  |  |  | Aug 5 2014 2:03PM
San Jose | San Jose -> WTSR -> ROW-B-1 -> B-1-8 | B-1-8 | RU#44 | blanking panel |  | APC | NetShelter | AR8101BLK-2U | APC970 |  |  |  | Aug 5 2014 2:04PM
San Jose | San Jose -> WTSR -> ROW-B-1 -> B-1-8 | B-1-8 | RU#43 | blanking panel |  | APC | NetShelter | AR8101BLK-1U | APC969 |  |  |  | Aug 5 2014 2:04PM
San Jose | San Jose -> WTSR -> ROW-B-1 -> B-1-8 | B-1-8 | RU#42 | patch panel |  | Generic Equipment Set | Patch Panel | 1U 24-Port RJ45 Patch Panel | GENR976 |  |  |  | Aug 5 2014 2:04PM
San Jose | San Jose -> WTSR -> ROW-B-1 -> B-1-8 | B-1-8 | RU#41 | patch panel |  | Generic Equipment Set | Patch Panel | 1U 24-Port RJ45 Patch Panel | GENR976 |  |  |  | Aug 5 2014 2:04PM
San Jose | San Jose -> WTSR -> ROW-B-1 -> B-1-8 | B-1-8 | RU#39 | blanking panel |  | APC | NetShelter | AR8101BLK-2U | APC970 |  |  |  | Aug 5 2014 2:04PM
San Jose | San Jose -> WTSR -> ROW-B-1 -> B-1-8 | B-1-8 | RU#38 | patch panel |  | Generic Equipment Set | Patch Panel | 1U 24-Port RJ45 Patch Panel | GENR976 |  |  |  | Aug 5 2014 2:04PM
San Jose | San Jose -> WTSR -> ROW-B-1 -> B-1-8 | B-1-8 | RU#37 | patch panel |  | Generic Equipment Set | Patch Panel | 1U 24-Port RJ45 Patch Panel | GENR976 |  |  |  | Aug 5 2014 2:04PM
San Jose | San Jose -> WTSR -> ROW-B-1 -> B-1-8 | B-1-8 | RU#35 | blanking panel |  | APC | NetShelter | AR8101BLK-2U | APC970 |  |  |  | Aug 5 2014 2:04PM
San Jose | San Jose -> WTSR -> ROW-B-1 -> B-1-8 | B-1-8 | RU#34 | shelf |  | Generic Equipment Set | Shelf | 19 Inch 1U Shelf | GENR944 |  |  |  | Aug 5 2014 2:04PM
San Jose | San Jose -> WTSR -> ROW-B-1 -> B-1-8 | B-1-8 | RU#33 | PDU |  | Generic Equipment Set | Generic Device | RM 10 Outlets | GENC016 |  |  |  | Aug 5 2014 2:04PM
San Jose | San Jose -> WTSR -> ROW-B-1 -> B-1-8 | B-1-8 | RU#32 | PDU |  | Generic Equipment Set | Generic Device | RM 10 Outlets | GENC016 |  |  |  | Aug 5 2014 2:04PM
San Jose | San Jose -> WTSR -> ROW-B-1 -> B-1-8 | B-1-8 | RU#31 | PDU |  | Generic Equipment Set | Generic Device | RM 10 Outlets | GENC016 |  |  |  | Aug 5 2014 2:04PM
San Jose | San Jose -> WTSR -> ROW-B-1 -> B-1-8 | B-1-8 | RU#29 | blanking panel |  | APC | NetShelter | AR8101BLK-2U | APC970 |  |  |  | Aug 5 2014 2:04PM
San Jose | San Jose -> WTSR -> ROW-B-1 -> B-1-8 | B-1-8 | RU#27 | blanking panel |  | APC | NetShelter | AR8101BLK-2U | APC970 |  |  |  | Aug 5 2014 2:04PM
San Jose | San Jose -> WTSR -> ROW-B-1 -> B-1-8 | B-1-8 | RU#25 | blanking panel |  | APC | NetShelter | AR8101BLK-2U | APC970 |  |  |  | Aug 5 2014 2:04PM
San Jose | San Jose -> WTSR -> ROW-B-1 -> B-1-8 | B-1-8 | RU#24 | SJ1LTM010 | Security Services | F5 Networks | BIG-IP | BIG-IP 3600 | F5LA208 | F5-QAIM-DVLX | 3112466 | 153.32.14.136 | Aug 5 2014 2:04PM
San Jose | San Jose -> WTSR -> ROW-B-1 -> B-1-8 | B-1-8 | RU#23 | SJ1LTM009 | Security Services | F5 Networks | BIG-IP | BIG-IP 3600 | F5LA208 | F5-MARA-SCRB | 3112466 | 153.32.14.134 | Aug 5 2014 2:03PM
San Jose | San Jose -> WTSR -> ROW-B-1 -> B-1-8 | B-1-8 | RU#22 | blanking panel |  | APC | NetShelter | AR8101BLK-1U | APC969 |  |  |  | Aug 5 2014 2:03PM
San Jose | San Jose -> WTSR -> ROW-B-1 -> B-1-8 | B-1-8 | RU#20 | blanking panel |  | APC | NetShelter | AR8101BLK-2U | APC970 |  |  |  | Aug 5 2014 2:03PM
San Jose | San Jose -> WTSR -> ROW-B-1 -> B-1-8 | B-1-8 | RU#19 | blanking panel |  | APC | NetShelter | AR8101BLK-1U | APC969 |  |  |  | Aug 5 2014 2:03PM
San Jose | San Jose -> WTSR -> ROW-B-1 -> B-1-8 | B-1-8 | RU#17 | S7OZZYLOAD01 | SERVER SERVICES | Hewlett-Packard | ProLiant | DL385 SAS | HEPA369 | USE616NAMZ | 3090968 | 153.32.16.157 | Aug 5 2014 2:03PM
San Jose | San Jose -> WTSR -> ROW-B-1 -> B-1-8 | B-1-8 | RU#16 | blanking panel |  | APC | NetShelter | AR8101BLK-1U | APC969 |  |  |  | Aug 5 2014 2:03PM
San Jose | San Jose -> WTSR -> ROW-B-1 -> B-1-8 | B-1-8 | RU#15 | shelf |  | Generic Equipment Set | Shelf | 19 Inch 1U Shelf | GENR944 |  |  |  | Aug 5 2014 2:03PM
San Jose | San Jose -> WTSR -> ROW-B-1 -> B-1-8 | B-1-8 | RU#13 | blanking panel |  | APC | NetShelter | AR8101BLK-2U | APC970 |  |  |  | Aug 5 2014 2:03PM
San Jose | San Jose -> WTSR -> ROW-B-1 -> B-1-8 | B-1-8 | RU#11 | blanking panel |  | APC | NetShelter | AR8101BLK-2U | APC970 |  |  |  | Aug 5 2014 2:03PM
San Jose | San Jose -> WTSR -> ROW-B-1 -> B-1-9 | B-1-9 | RU#07 | blanking panel |  | APC | NetShelter | AR8101BLK-4U | APC971 |  |  |  | Aug 12 2014 5:32PM
San Jose | San Jose -> WTSR -> ROW-B-1 -> B-1-9 | B-1-9 | RU#06 | THIS MAY BE NAMED sj-webservices-1 | SERVER SERVICES | SUN Microsystems | Netra | T 105 | SUN342 | NA |  | UNKNOWN | Aug 5 2014 2:05PM
San Jose | San Jose -> WTSR -> ROW-B-1 -> B-1-9 | B-1-9 | RU#05 | shelf |  | Generic Equipment Set | Shelf | 23 Inch 1U Shelf | GENR945 |  |  |  | Aug 5 2014 2:05PM
San Jose | San Jose -> WTSR -> ROW-B-1 -> B-1-9 | B-1-9 | RU#02 | blanking panel |  | APC | NetShelter | AR8101BLK-3U | APCC280 |  |  |  | Aug 12 2014 5:32PM
San Jose | San Jose -> WTSR -> ROW-B-1 -> B-1-9 | B-1-9 | RU#01 | PDU1 |  | Generic Equipment Set | Generic Device | RM 10 Outlets | GENC016 |  |  |  | Aug 5 2014 2:05PM
San Jose | San Jose -> WTSR -> ROW-B-1 -> B-1-9 | B-1-9 | RU#45 | blanking panel |  | APC | NetShelter | AR8101BLK-1U | APC969 |  |  |  | Aug 12 2014 5:32PM
San Jose | San Jose -> WTSR -> ROW-B-1 -> B-1-9 | B-1-9 | RU#41 | blanking panel |  | APC | NetShelter | AR8101BLK-4U | APC971 |  |  |  | Aug 12 2014 5:32PM
San Jose | San Jose -> WTSR -> ROW-B-1 -> B-1-9 | B-1-9 | RU#33 | blanking panel |  | APC | NetShelter | AR8101BLK-8U | APC972 |  |  |  | Aug 12 2014 5:32PM
San Jose | San Jose -> WTSR -> ROW-B-1 -> B-1-9 | B-1-9 | RU#31 | LICENSING CURTAIN (OFF 10/28/2011) | SERVER SERVICES | SUN Microsystems | SPARCstation | SPARCstation 5 | SUN024 | 450F1709 | 1000-13956 |  | Aug 5 2014 2:05PM
San Jose | San Jose -> WTSR -> ROW-B-1 -> B-1-9 | B-1-9 | RU#30 | shelf |  | Generic Equipment Set | Shelf | 23 Inch 1U Shelf | GENR945 |  |  |  | Aug 5 2014 2:05PM
San Jose | San Jose -> WTSR -> ROW-B-1 -> B-1-9 | B-1-9 | RU#26 | blanking panel |  | APC | NetShelter | AR8101BLK-4U | APC971 |  |  |  | Aug 12 2014 5:32PM
San Jose | San Jose -> WTSR -> ROW-B-1 -> B-1-9 | B-1-9 | RU#25 | shelf |  | Generic Equipment Set | Shelf | 23 Inch 1U Shelf | GENR945 |  |  |  | Aug 5 2014 2:05PM
San Jose | San Jose -> WTSR -> ROW-B-1 -> B-1-9 | B-1-9 | RU#24 | blanking panel |  | APC | NetShelter | AR8101BLK-1U | APC969 |  |  |  | Aug 12 2014 5:32PM
San Jose | San Jose -> WTSR -> ROW-B-1 -> B-1-9 | B-1-9 | RU#20 | blanking panel |  | APC | NetShelter | AR8101BLK-4U | APC971 |  |  |  | Aug 12 2014 5:32PM
San Jose | San Jose -> WTSR -> ROW-B-1 -> B-1-9 | B-1-9 | RU#19 | GD | SERVER SERVICES | SUN Microsystems | Netra | T 105 | SUN342 | 026C1C9C | 1000-69962 | 192.150.11.183 | Aug 5 2014 2:05PM
San Jose | San Jose -> WTSR -> ROW-B-1 -> B-1-9 | B-1-9 | RU#18 | shelf |  | Generic Equipment Set | Shelf | 23 Inch 1U Shelf | GENR945 |  |  |  | Aug 5 2014 2:05PM
San Jose | San Jose -> WTSR -> ROW-B-1 -> B-1-9 | B-1-9 | RU#14 | blanking panel |  | APC | NetShelter | AR8101BLK-4U | APC971 |  |  |  | Aug 12 2014 5:32PM
San Jose | San Jose -> WTSR -> ROW-B-1 -> B-1-9 | B-1-9 | RU#13 | SJDMZ2SWA (NO CONNECTIONS) | NETWORK SERVICES | Cisco Systems | Catalyst 3550 | WS-C3550-24-DC-SMI -1RU | CISO264 | FAA0509M11C | 1000-73804 | 192.168.208.44 | Aug 5 2014 2:05PM
San Jose | San Jose -> WTSR -> ROW-B-1 -> B-1-9 | B-1-9 | RU#12 | shelf |  | Generic Equipment Set | Shelf | 23 Inch 1U Shelf | GENR945 |  |  |  | Aug 5 2014 2:05PM
San Jose | San Jose -> WTSR -> ROW-B-1 -> B-1-9 | B-1-9 | RU#11 | blanking panel |  | APC | NetShelter | AR8101BLK-1U | APC969 |  |  |  | Aug 12 2014 5:32PM
San Jose | San Jose -> WTSR -> ROW-B-2 -> B-2-1 | B-2-1 | RU#06 | blanking panel |  | APC | NetShelter | AR8101BLK-4U | APC971 |  |  |  | Sep 29 2014 6:28PM
San Jose | San Jose -> WTSR -> ROW-B-2 -> B-2-1 | B-2-1 | RU#05 | shelf |  | Generic Equipment Set | Shelf | 23 Inch 1U Shelf | GENR945 |  |  |  | Aug 5 2014 2:05PM
San Jose | San Jose -> WTSR -> ROW-B-2 -> B-2-1 | B-2-1 | RU#01 | blanking panel |  | APC | NetShelter | AR8101BLK-4U | APC971 |  |  |  | Aug 13 2014 6:48PM
San Jose | San Jose -> WTSR -> ROW-B-2 -> B-2-1 | B-2-1 | RU#42 | blanking panel |  | APC | NetShelter | AR8101BLK-4U | APC971 |  |  |  | Aug 13 2014 6:48PM
San Jose | San Jose -> WTSR -> ROW-B-2 -> B-2-1 | B-2-1 | RU#41 | blanking panel |  | APC | NetShelter | AR8101BLK-1U | APC969 |  |  |  | Aug 13 2014 6:48PM
San Jose | San Jose -> WTSR -> ROW-B-2 -> B-2-1 | B-2-1 | RU#40 | shelf |  | Generic Equipment Set | Shelf | 23 Inch 1U Shelf | GENR945 |  |  |  | Aug 5 2014 2:06PM
San Jose | San Jose -> WTSR -> ROW-B-2 -> B-2-1 | B-2-1 | RU#35 | GLOBALDB | Security Services | Compaq | ProLiant | ML370 G3 (Rackmount) | CMPQ291 | D33ALH72HG15 |  | 153.32.1.21 | Aug 5 2014 2:06PM
San Jose | San Jose -> WTSR -> ROW-B-2 -> B-2-1 | B-2-1 | RU#34 | shelf |  | Generic Equipment Set | Shelf | 23 Inch 1U Shelf | GENR945 |  |  |  | Aug 5 2014 2:06PM
San Jose | San Jose -> WTSR -> ROW-B-2 -> B-2-1 | B-2-1 | RU#30 | GLOBALDB DISK ARRAY |  | Hewlett-Packard | StorageWorks | MSA30 | HP991 | 9J33FLW1YZ1D |  |  | Aug 5 2014 2:06PM
San Jose | San Jose -> WTSR -> ROW-B-2 -> B-2-1 | B-2-1 | RU#29 | shelf |  | Generic Equipment Set | Shelf | 23 Inch 1U Shelf | GENR945 |  |  |  | Aug 5 2014 2:06PM
San Jose | San Jose -> WTSR -> ROW-B-2 -> B-2-1 | B-2-1 | RU#27 | SJNSM | Security Services | Hewlett-Packard | ProLiant | DL380 G3 | HP256 | D305KJN2H073 |  | 153.32.1.180 | Aug 5 2014 2:06PM
San Jose | San Jose -> WTSR -> ROW-B-2 -> B-2-1 | B-2-1 | RU#26 | shelf |  | Generic Equipment Set | Shelf | 23 Inch 1U Shelf | GENR945 |  |  |  | Aug 5 2014 2:06PM
San Jose | San Jose -> WTSR -> ROW-B-2 -> B-2-1 | B-2-1 | RU#23 | blanking panel |  | APC | NetShelter | AR8101BLK-3U | APCC280 |  |  |  | Aug 13 2014 6:48PM
San Jose | San Jose -> WTSR -> ROW-B-2 -> B-2-1 | B-2-1 | RU#22 | shelf |  | Generic Equipment Set | Shelf | 23 Inch 1U Shelf | GENR945 |  |  |  | Aug 5 2014 2:06PM
San Jose | San Jose -> WTSR -> ROW-B-2 -> B-2-1 | B-2-1 | RU#18 | blanking panel |  | APC | NetShelter | AR8101BLK-4U | APC971 |  |  |  | Aug 13 2014 6:48PM
San Jose | San Jose -> WTSR -> ROW-B-2 -> B-2-1 | B-2-1 | RU#17 | shelf |  | Generic Equipment Set | Shelf | 23 Inch 1U Shelf | GENR945 |  |  |  | Aug 5 2014 2:06PM
San Jose | San Jose -> WTSR -> ROW-B-2 -> B-2-1 | B-2-1 | RU#13 | blanking panel |  | APC | NetShelter | AR8101BLK-4U | APC971 |  |  |  | Aug 13 2014 6:48PM
San Jose | San Jose -> WTSR -> ROW-B-2 -> B-2-1 | B-2-1 | RU#12 | shelf |  | Generic Equipment Set | Shelf | 23 Inch 1U Shelf | GENR945 |  |  |  | Aug 5 2014 2:06PM
San Jose | San Jose -> WTSR -> ROW-B-2 -> B-2-1 | B-2-1 | RU#10 | blanking panel |  | APC | NetShelter | AR8101BLK-2U | APC970 |  |  |  | Sep 29 2014 6:28PM
San Jose | San Jose -> WTSR -> ROW-B-2 -> B-2-10 | B-2-10 | RU#09 | blanking panel |  | APC | NetShelter | AR8101BLK-1U | APC969 |  |  |  | Aug 5 2014 2:07PM
San Jose | San Jose -> WTSR -> ROW-B-2 -> B-2-10 | B-2-10 | RU#07 | SJW-SPANA-NEW | NETWORK SERVICES | Anue Systems | 5200 Series | 5288 | ANUE025 | 5288-00000417 | 6002533 |  | Aug 5 2014 2:07PM
San Jose | San Jose -> WTSR -> ROW-B-2 -> B-2-10 | B-2-10 | RU#05 | blanking panel |  | APC | NetShelter | AR8101BLK-2U | APC970 |  |  |  | Aug 5 2014 2:07PM
San Jose | San Jose -> WTSR -> ROW-B-2 -> B-2-10 | B-2-10 | RU#04 | SJW-SPANA | NETWORK SERVICES | Gigamon Systems | GigaVUE | GigaVUE MP | GIMN001 | 20464 | 3105473 | 153.32.20.53 | Aug 5 2014 2:07PM
San Jose | San Jose -> WTSR -> ROW-B-2 -> B-2-10 | B-2-10 | RU#03 | blanking panel |  | APC | NetShelter | AR8101BLK-1U | APC969 |  |  |  | Aug 5 2014 2:07PM
San Jose | San Jose -> WTSR -> ROW-B-2 -> B-2-10 | B-2-10 | RU#01 | blanking panel |  | APC | NetShelter | AR8101BLK-2U | APC970 |  |  |  | Aug 5 2014 2:07PM
San Jose | San Jose -> WTSR -> ROW-B-2 -> B-2-10 | B-2-10 | RU#45 | blanking panel |  | APC | NetShelter | AR8101BLK-1U | APC969 |  |  |  | Aug 5 2014 2:09PM
San Jose | San Jose -> WTSR -> ROW-B-2 -> B-2-10 | B-2-10 | RU#44 | KVM MASTER-OLD (OFF 10/28/2011) | DATA CENTER OPERATIONS | Raritan Computer | Dominion KX | KX432 Rackmount | RCI144 |  |  | 153.32.14.213 | Aug 5 2014 2:09PM
San Jose | San Jose -> WTSR -> ROW-B-2 -> B-2-10 | B-2-10 | RU#43 | blanking panel |  | APC | NetShelter | AR8101BLK-1U | APC969 |  |  |  | Aug 5 2014 2:09PM
San Jose | San Jose -> WTSR -> ROW-B-2 -> B-2-10 | B-2-10 | RU#41 | blanking panel |  | APC | NetShelter | AR8101BLK-2U | APC970 |  |  |  | Aug 5 2014 2:08PM
San Jose | San Jose -> WTSR -> ROW-B-2 -> B-2-10 | B-2-10 | RU#40 | PDU | DATA CENTER OPERATIONS | Generic Equipment Set | Generic Device | RM 10 Outlets | GENC016 |  |  |  | Aug 5 2014 2:08PM
San Jose | San Jose -> WTSR -> ROW-B-2 -> B-2-10 | B-2-10 | RU#39 | blanking panel |  | APC | NetShelter | AR8101BLK-1U | APC969 |  |  |  | Aug 5 2014 2:08PM
San Jose | San Jose -> WTSR -> ROW-B-2 -> B-2-10 | B-2-10 | RU#38 | TARVOS | MESSAGING SERVICES | SUN Microsystems | Netra | T 105 | SUN342 | 039C02F5 | 1000-71313 | 153.32.15.159 | Aug 5 2014 2:08PM
San Jose | San Jose -> WTSR -> ROW-B-2 -> B-2-10 | B-2-10 | RU#37 | WTF | STORAGE SERVICES | Hewlett-Packard | ProLiant | DL320 G3 | HEPA254 | USE512A5VG | 6000051 | 192.150.19.10, ilo=153.32.15.116 | Aug 5 2014 2:08PM
San Jose | San Jose -> WTSR -> ROW-B-2 -> B-2-10 | B-2-10 | RU#36 | blanking panel |  | APC | NetShelter | AR8101BLK-1U | APC969 |  |  |  | Aug 5 2014 2:08PM
San Jose | San Jose -> WTSR -> ROW-B-2 -> B-2-10 | B-2-10 | RU#34 | blanking panel |  | APC | NetShelter | AR8101BLK-2U | APC970 |  |  |  | Aug 5 2014 2:08PM
San Jose | San Jose -> WTSR -> ROW-B-2 -> B-2-10 | B-2-10 | RU#33 | blanking panel |  | APC | NetShelter | AR8101BLK-1U | APC969 |  |  |  | Aug 5 2014 2:08PM
San Jose | San Jose -> WTSR -> ROW-B-2 -> B-2-10 | B-2-10 | RU#32 | DEVELOPER-SEMINAR | LAB SERVICES | Hewlett-Packard | ProLiant | DL360 G3 | HP254 | USM5010VG |  | 153.32.14.204 | Aug 5 2014 2:08PM
San Jose | San Jose -> WTSR -> ROW-B-2 -> B-2-10 | B-2-10 | RU#31 | SHIPPING-PC |  | Hewlett-Packard | ProLiant | DL360 G3 | HP254 | USM50101VG | 3089662 | 153.32.15.108 | Aug 5 2014 2:08PM
San Jose | San Jose -> WTSR -> ROW-B-2 -> B-2-10 | B-2-10 | RU#30 | EXFER-01 |  | Infoblox | DNS | Trinzic 1400 | IFBX026 | 1401201409100210 | 3138284 |  | Nov 12 2014 6:47PM
San Jose | San Jose -> WTSR -> ROW-B-2 -> B-2-10 | B-2-10 | RU#29 | EXFER-02 |  | Infoblox | DNS | Trinzic 1400 | IFBX026 | 1401201409100220 | 3138285 |  | Nov 12 2014 6:47PM
San Jose | San Jose -> WTSR -> ROW-B-2 -> B-2-10 | B-2-10 | RU#26 | blanking panel |  | APC | NetShelter | AR8101BLK-1U | APC969 |  |  |  | Feb 6 2015 3:52PM
San Jose | San Jose -> WTSR -> ROW-B-2 -> B-2-10 | B-2-10 | RU#22 | blanking panel |  | APC | NetShelter | AR8101BLK-4U | APC971 |  |  |  | Feb 6 2015 3:52PM
San Jose | San Jose -> WTSR -> ROW-B-2 -> B-2-10 | B-2-10 | RU#21 | SJCDLP02 | Security Services | Websense | Web Security | Websense V10000 G2 | WEBS001 | 905DY12 |  | c=10.0.4.18 | Feb 6 2015 3:52PM
San Jose | San Jose -> WTSR -> ROW-B-2 -> B-2-10 | B-2-10 | RU#19 | blanking panel |  | APC | NetShelter | AR8101BLK-2U | APC970 |  |  |  | Feb 6 2015 3:52PM
San Jose | San Jose -> WTSR -> ROW-B-2 -> B-2-10 | B-2-10 | RU#11 | blanking panel |  | APC | NetShelter | AR8101BLK-8U | APC972 |  |  |  | Aug 5 2014 2:07PM
San Jose | San Jose -> WTSR -> ROW-B-2 -> B-2-10 | B-2-10 | RU#10 | shelf |  | Generic Equipment Set | Shelf | 19 Inch 1U Shelf | GENR944 |  |  |  | Aug 5 2014 2:07PM
San Jose | San Jose -> WTSR -> ROW-B-2 -> B-2-11 | B-2-11 | RU#03 | blanking panel |  | APC | NetShelter | AR8101BLK-8U | APC972 |  |  |  | Aug 5 2014 2:09PM
San Jose | San Jose -> WTSR -> ROW-B-2 -> B-2-11 | B-2-11 | RU#02 | shelf |  | Generic Equipment Set | Shelf | 19 Inch 1U Shelf | GENR944 |  |  |  | Aug 5 2014 2:09PM
San Jose | San Jose -> WTSR -> ROW-B-2 -> B-2-11 | B-2-11 | RU#01 | blanking panel |  | APC | NetShelter | AR8101BLK-1U | APC969 |  |  |  | Aug 5 2014 2:09PM
San Jose | San Jose -> WTSR -> ROW-B-2 -> B-2-11 | B-2-11 | RU#45 | PDU |  | Generic Equipment Set | Generic Device | RM 10 Outlets | GENC016 |  |  |  | Aug 5 2014 2:10PM
San Jose | San Jose -> WTSR -> ROW-B-2 -> B-2-11 | B-2-11 | RU#44 | SJUCCESOLUTION | NETWORK SERVICES | Super Micro Computer | SuperServer | 6012P-6 | SUPR020 | S5AFMMRP8302407 |  | 10.0.130.58 | Aug 5 2014 2:10PM
San Jose | San Jose -> WTSR -> ROW-B-2 -> B-2-11 | B-2-11 | RU#41 | blanking panel |  | APC | NetShelter | AR8101BLK-3U | APCC280 |  |  |  | Aug 13 2014 7:08PM
San Jose | San Jose -> WTSR -> ROW-B-2 -> B-2-11 | B-2-11 | RU#40 | PDU |  | Generic Equipment Set | Generic Device | RM 10 Outlets | GENC016 |  |  |  | Aug 5 2014 2:10PM
San Jose | San Jose -> WTSR -> ROW-B-2 -> B-2-11 | B-2-11 | RU#36 | blanking panel |  | APC | NetShelter | AR8101BLK-4U | APC971 |  |  |  | Aug 13 2014 7:08PM
San Jose | San Jose -> WTSR -> ROW-B-2 -> B-2-11 | B-2-11 | RU#35 | blanking panel |  | APC | NetShelter | AR8101BLK-1U | APC969 |  |  |  | Sep 28 2015 6:05PM
San Jose | San Jose -> WTSR -> ROW-B-2 -> B-2-11 | B-2-11 | RU#31 | blanking panel |  | APC | NetShelter | AR8101BLK-4U | APC971 |  |  |  | Sep 28 2015 6:05PM
San Jose | San Jose -> WTSR -> ROW-B-2 -> B-2-11 | B-2-11 | RU#29 | blanking panel |  | APC | NetShelter | AR8101BLK-2U | APC970 |  |  |  | Aug 5 2014 2:10PM
San Jose | San Jose -> WTSR -> ROW-B-2 -> B-2-11 | B-2-11 | RU#28 | PDU |  | Generic Equipment Set | Generic Device | RM 10 Outlets | GENC016 |  |  |  | Aug 5 2014 2:10PM
San Jose | San Jose -> WTSR -> ROW-B-2 -> B-2-11 | B-2-11 | RU#26 | blanking panel |  | APC | NetShelter | AR8101BLK-2U | APC970 |  |  |  | Aug 5 2014 2:10PM
San Jose | San Jose -> WTSR -> ROW-B-2 -> B-2-11 | B-2-11 | RU#25 | SJCWSG05 | Security Services | Websense | Web Security | Websense V10000 G2 | WEBS001 | BSCMQW1 |  | NIC C,NIC N,NIC P1 ,NIC P2 | Aug 5 2014 2:09PM
San Jose | San Jose -> WTSR -> ROW-B-2 -> B-2-11 | B-2-11 | RU#23 | ECHANNEL | SERVER SERVICES | Hewlett-Packard | ProLiant | DL380 G4 | HEPA156 | USX53401F4 |  |  | Aug 5 2014 2:09PM
San Jose | San Jose -> WTSR -> ROW-B-2 -> B-2-11 | B-2-11 | RU#21 | PETERBILT | SERVER SERVICES | Hewlett-Packard | ProLiant | DL380 G3 | HP256 | EA40LDN338 | 1000-86963 | 153.32.14.224 | Aug 5 2014 2:09PM
San Jose | San Jose -> WTSR -> ROW-B-2 -> B-2-11 | B-2-11 | RU#19 | HRWEB-NEW | SERVER SERVICES | Hewlett-Packard | ProLiant | DL380 G3 | HP256 | EA4BLDN338 |  | 153.32.14.58 | Aug 5 2014 2:09PM
San Jose | San Jose -> WTSR -> ROW-B-2 -> B-2-11 | B-2-11 | RU#11 | blanking panel |  | APC | NetShelter | AR8101BLK-8U | APC972 |  |  |  | Aug 5 2014 2:09PM
San Jose | San Jose -> WTSR -> ROW-B-2 -> B-2-12 | B-2-12 | RU#09 | SJCWSG06 | Security Services | Websense | Web Security | Websense V10000 G2 | WEBS001 | 909GY12 |  | c=192.150.11.74, p1=192.150.11.119, p2=192.150.11.127 | Feb 6 2015 3:40PM
San Jose | San Jose -> WTSR -> ROW-B-2 -> B-2-12 | B-2-12 | RU#01 | blanking panel |  | APC | NetShelter | AR8101BLK-8U | APC972 |  |  |  | Aug 5 2014 2:11PM
San Jose | San Jose -> WTSR -> ROW-B-2 -> B-2-12 | B-2-12 | RU#44 | blanking panel |  | APC | NetShelter | AR8101BLK-2U | APC970 |  |  |  | Aug 5 2014 2:12PM
San Jose | San Jose -> WTSR -> ROW-B-2 -> B-2-12 | B-2-12 | RU#43 | CONWEST1 | DATA CENTER OPERATIONS | Cyclades | AlterPath | ACS48 | CYCL017 | ATP041107 |  | 153.32.14.143 | Aug 5 2014 2:12PM
San Jose | San Jose -> WTSR -> ROW-B-2 -> B-2-12 | B-2-12 | RU#42 | CONWEST2 | DATA CENTER OPERATIONS | Cyclades | AlterPath | ACS48 | CYCL017 | ATP041108 |  | 153.32.14.144 | Aug 5 2014 2:12PM
San Jose | San Jose -> WTSR -> ROW-B-2 -> B-2-12 | B-2-12 | RU#31 | shelf |  | Generic Equipment Set | Shelf | 19 Inch 1U Shelf | GENR944 |  |  |  | Aug 5 2014 2:12PM
San Jose | San Jose -> WTSR -> ROW-B-2 -> B-2-12 | B-2-12 | RU#30 | blanking panel |  | APC | NetShelter | AR8101BLK-1U | APC969 |  |  |  | Aug 5 2014 2:11PM
San Jose | San Jose -> WTSR -> ROW-B-2 -> B-2-12 | B-2-12 | RU#29 | Monitor/Keyboard |  | Hewlett-Packard | Flat Panel | AG052A | HEPA652 |  |  |  | Aug 5 2014 2:11PM
San Jose | San Jose -> WTSR -> ROW-B-2 -> B-2-12 | B-2-12 | RU#28 | shelf |  | Generic Equipment Set | Shelf | 19 Inch 1U Shelf | GENR944 |  |  |  | Aug 5 2014 2:11PM
San Jose | San Jose -> WTSR -> ROW-B-2 -> B-2-12 | B-2-12 | RU#27 | blanking panel |  | APC | NetShelter | AR8101BLK-1U | APC969 |  |  |  | Aug 5 2014 2:11PM
San Jose | San Jose -> WTSR -> ROW-B-2 -> B-2-12 | B-2-12 | RU#26 | shelf |  | Generic Equipment Set | Shelf | 19 Inch 1U Shelf | GENR944 |  |  |  | Aug 5 2014 2:11PM
San Jose | San Jose -> WTSR -> ROW-B-2 -> B-2-12 | B-2-12 | RU#24 | blanking panel |  | APC | NetShelter | AR8101BLK-2U | APC970 |  |  |  | Aug 5 2014 2:11PM
San Jose | San Jose -> WTSR -> ROW-B-2 -> B-2-12 | B-2-12 | RU#23 | PDU | DATA CENTER OPERATIONS | Generic Equipment Set | Generic Device | RM 10 Outlets | GENC016 |  |  |  | Aug 5 2014 2:11PM
San Jose | San Jose -> WTSR -> ROW-B-2 -> B-2-12 | B-2-12 | RU#21 | THELMA | SERVER SERVICES | SUN Microsystems | SPARCstation | SPARCstation 5 | SUN024 | 535F0B70 |  | 153.32.14.79 | Aug 5 2014 2:11PM
San Jose | San Jose -> WTSR -> ROW-B-2 -> B-2-12 | B-2-12 | RU#20 | shelf |  | Generic Equipment Set | Shelf | 19 Inch 1U Shelf | GENR944 |  |  |  | Aug 5 2014 2:11PM
San Jose | San Jose -> WTSR -> ROW-B-2 -> B-2-12 | B-2-12 | RU#15 | VC-SJ-RMX4PRD1A |  | Generic Altima Technologies Rackmountable | General Rackmount Equipment | 5U Server | 0GRM157 | VR4110523198 | N/A | 10.0.4.131 - 10.0.4.137 | Aug 5 2014 2:11PM
San Jose | San Jose -> WTSR -> ROW-B-2 -> B-2-12 | B-2-12 | RU#13 | blanking panel |  | APC | NetShelter | AR8101BLK-2U | APC970 |  |  |  | Aug 5 2014 2:11PM
San Jose | San Jose -> WTSR -> ROW-B-2 -> B-2-12 | B-2-12 | RU#10 | blanking panel |  | APC | NetShelter | AR8101BLK-3U | APCC280 |  |  |  | Feb 6 2015 3:40PM
San Jose | San Jose -> WTSR -> ROW-B-2 -> B-2-12 -> shelf | shelf | InOutPlug#4 | monitor |  | NEC | C Series | C900 | NEC240 |  |  |  | Aug 14 2014 12:44PM
San Jose | San Jose -> WTSR -> ROW-B-2 -> B-2-13 | B-2-13 | RU#09 | blanking panel |  | APC | NetShelter | AR8101BLK-4U | APC971 |  |  |  | Aug 14 2014 6:47PM
San Jose | San Jose -> WTSR -> ROW-B-2 -> B-2-13 | B-2-13 | RU#01 | blanking panel |  | APC | NetShelter | AR8101BLK-8U | APC972 |  |  |  | Aug 14 2014 6:47PM
San Jose | San Jose -> WTSR -> ROW-B-2 -> B-2-13 | B-2-13 | RU#43 | blanking panel |  | APC | NetShelter | AR8101BLK-3U | APCC280 |  |  |  | Aug 14 2014 12:52PM
San Jose | San Jose -> WTSR -> ROW-B-2 -> B-2-13 | B-2-13 | RU#42 | blanking panel |  | APC | NetShelter | AR8101BLK-1U | APC969 |  |  |  | Feb 2 2016 1:04PM
San Jose | San Jose -> WTSR -> ROW-B-2 -> B-2-13 | B-2-13 | RU#39 | blanking panel |  | APC | NetShelter | AR8101BLK-3U | APCC280 |  |  |  | Aug 14 2014 6:47PM
San Jose | San Jose -> WTSR -> ROW-B-2 -> B-2-13 | B-2-13 | RU#35 | blanking panel |  | APC | NetShelter | AR8101BLK-4U | APC971 |  |  |  | Aug 14 2014 6:47PM
San Jose | San Jose -> WTSR -> ROW-B-2 -> B-2-13 | B-2-13 | RU#27 | blanking panel |  | APC | NetShelter | AR8101BLK-8U | APC972 |  |  |  | Aug 14 2014 6:47PM
San Jose | San Jose -> WTSR -> ROW-B-2 -> B-2-13 | B-2-13 | RU#19 | blanking panel |  | APC | NetShelter | AR8101BLK-8U | APC972 |  |  |  | Aug 14 2014 6:47PM
San Jose | San Jose -> WTSR -> ROW-B-2 -> B-2-13 | B-2-13 | RU#17 | cable manager |  | Generic Patch Panel Icons | Generic Patch Panel | 2U Cable Manager | PP196 |  |  |  | Aug 5 2014 2:13PM
San Jose | San Jose -> WTSR -> ROW-B-2 -> B-2-13 | B-2-13 | RU#13 | blanking panel |  | APC | NetShelter | AR8101BLK-4U | APC971 |  |  |  | Aug 14 2014 6:47PM
San Jose | San Jose -> WTSR -> ROW-B-2 -> B-2-14 | B-2-14 | RU#09 | blanking panel |  | APC | NetShelter | AR8101BLK-8U | APC972 |  |  |  | Aug 14 2014 6:55PM
San Jose | San Jose -> WTSR -> ROW-B-2 -> B-2-14 | B-2-14 | RU#01 | blanking panel |  | APC | NetShelter | AR8101BLK-8U | APC972 |  |  |  | Aug 14 2014 6:55PM
San Jose | San Jose -> WTSR -> ROW-B-2 -> B-2-14 | B-2-14 | RU#44 | blanking panel |  | APC | NetShelter | AR8101BLK-2U | APC970 |  |  |  | Aug 14 2014 1:00PM
San Jose | San Jose -> WTSR -> ROW-B-2 -> B-2-14 | B-2-14 | RU#43 | blanking panel |  | APC | NetShelter | AR8101BLK-1U | APC969 |  |  |  | Aug 14 2014 1:00PM
San Jose | San Jose -> WTSR -> ROW-B-2 -> B-2-14 | B-2-14 | RU#42 | CONMDC-WEST | DATA CENTER OPERATIONS | Cyclades | AlterPath | ACS48 | CYCL017 | ATP117441 |  | 153.32.20.59 - CHANGED TO 10.0.20.50 ON 7-22-2014 IM | Aug 5 2014 2:15PM
San Jose | San Jose -> WTSR -> ROW-B-2 -> B-2-14 | B-2-14 | RU#41 | blanking panel |  | APC | NetShelter | AR8101BLK-1U | APC969 |  |  |  | Aug 14 2014 1:00PM
San Jose | San Jose -> WTSR -> ROW-B-2 -> B-2-14 | B-2-14 | RU#40 | blanking panel |  | APC | NetShelter | AR8101BLK-1U | APC969 |  |  |  | Oct 7 2014 12:55PM
San Jose | San Jose -> WTSR -> ROW-B-2 -> B-2-14 | B-2-14 | RU#38 | SJWPROBEA (OFF 12/5/2013) | NETWORK SERVICES | NetScreen Technologies | NetScreen | NetScreen-10 | NSTI001 | 200505315 |  | 153.32.20.51 | Aug 5 2014 2:15PM
San Jose | San Jose -> WTSR -> ROW-B-2 -> B-2-14 | B-2-14 | RU#36 | SJWPROBEB (OFF 12/5/2013) | NETWORK SERVICES | NetScreen Technologies | NetScreen | NetScreen-10 | NSTI001 | 2005050316 |  | 153.32.20.52 | Aug 5 2014 2:15PM
San Jose | San Jose -> WTSR -> ROW-B-2 -> B-2-14 | B-2-14 | RU#34 | cable manager |  | Generic Equipment Set | Panel | Blank 2U Panel | GENR260 |  |  |  | Aug 5 2014 2:15PM
San Jose | San Jose -> WTSR -> ROW-B-2 -> B-2-14 | B-2-14 | RU#31 | blanking panel |  | APC | NetShelter | AR8101BLK-3U | APCC280 |  |  |  | Aug 14 2014 6:55PM
San Jose | San Jose -> WTSR -> ROW-B-2 -> B-2-14 | B-2-14 | RU#27 | blanking panel |  | APC | NetShelter | AR8101BLK-4U | APC971 |  |  |  | Aug 14 2014 6:55PM
San Jose | San Jose -> WTSR -> ROW-B-2 -> B-2-14 | B-2-14 | RU#19 | blanking panel |  | APC | NetShelter | AR8101BLK-8U | APC972 |  |  |  | Aug 14 2014 6:55PM
San Jose | San Jose -> WTSR -> ROW-B-2 -> B-2-14 | B-2-14 | RU#17 | cable manager |  | Generic Equipment Set | Panel | Blank 2U Panel | GENR260 |  |  |  | Aug 5 2014 2:14PM
San Jose | San Jose -> WTSR -> ROW-B-2 -> B-2-15 | B-2-15 | RU#09 | blanking panel |  | APC | NetShelter | AR8101BLK-4U | APC971 |  |  |  | Aug 19 2014 12:27PM
San Jose | San Jose -> WTSR -> ROW-B-2 -> B-2-15 | B-2-15 | RU#01 | blanking panel |  | APC | NetShelter | AR8101BLK-8U | APC972 |  |  |  | Aug 19 2014 12:27PM
San Jose | San Jose -> WTSR -> ROW-B-2 -> B-2-15 | B-2-15 | RU#45 | blanking panel |  | APC | NetShelter | AR8101BLK-1U | APC969 |  |  |  | Aug 5 2014 2:18PM
San Jose | San Jose -> WTSR -> ROW-B-2 -> B-2-15 | B-2-15 | RU#44 | blanking panel |  | APC | NetShelter | AR8101BLK-1U | APC969 |  |  |  | Aug 5 2014 2:17PM
San Jose | San Jose -> WTSR -> ROW-B-2 -> B-2-15 | B-2-15 | RU#43 | blanking panel |  | APC | NetShelter | AR8101BLK-1U | APC969 |  |  |  | Aug 5 2014 2:17PM
San Jose | San Jose -> WTSR -> ROW-B-2 -> B-2-15 | B-2-15 | RU#42 | blanking panel |  | APC | NetShelter | AR8101BLK-1U | APC969 |  |  |  | Aug 5 2014 2:17PM
San Jose | San Jose -> WTSR -> ROW-B-2 -> B-2-15 | B-2-15 | RU#40 | blanking panel |  | APC | NetShelter | AR8101BLK-1U | APC969 |  |  |  | Aug 5 2014 2:17PM
San Jose | San Jose -> WTSR -> ROW-B-2 -> B-2-15 | B-2-15 | RU#38 | PDU |  | Generic Equipment Set | Generic Device | RM 10 Outlets | GENC016 |  |  |  | Aug 5 2014 2:17PM
San Jose | San Jose -> WTSR -> ROW-B-2 -> B-2-15 | B-2-15 | RU#36 | blanking panel |  | APC | NetShelter | AR8101BLK-2U | APC970 |  |  |  | Aug 5 2014 2:17PM
San Jose | San Jose -> WTSR -> ROW-B-2 -> B-2-15 | B-2-15 | RU#34 | blanking panel |  | APC | NetShelter | AR8101BLK-2U | APC970 |  |  |  | Aug 5 2014 2:17PM
San Jose | San Jose -> WTSR -> ROW-B-2 -> B-2-15 | B-2-15 | RU#32 | blanking panel |  | APC | NetShelter | AR8101BLK-2U | APC970 |  |  |  | Aug 5 2014 2:17PM
San Jose | San Jose -> WTSR -> ROW-B-2 -> B-2-15 | B-2-15 | RU#30 | blanking panel |  | APC | NetShelter | AR8101BLK-2U | APC970 |  |  |  | Aug 5 2014 2:17PM
San Jose | San Jose -> WTSR -> ROW-B-2 -> B-2-15 | B-2-15 | RU#28 | SJSYSLOG | Security Services | Hewlett-Packard | ProLiant | DL380 G5 | HEPA633 | 2UX838001WT | 3097868 | NIC 10.0.4.77,ILO 10.0.20.62 | Aug 5 2014 2:17PM
San Jose | San Jose -> WTSR -> ROW-B-2 -> B-2-15 | B-2-15 | RU#27 | PI-AMER |  | Cisco Systems | UCS C-Series | UCS C220 M4 SFF | CSSY740 | FCH1923V2UE | 100214249 |  | Sep 11 2015 12:59PM
San Jose | San Jose -> WTSR -> ROW-B-2 -> B-2-15 | B-2-15 | RU#26 | SJWSNIFFER1 | Security Services | Hewlett-Packard | ProLiant | DL320 G5 | HEPA848 | MX28260151 |  | 153.32.1.38 | Aug 5 2014 2:16PM
San Jose | San Jose -> WTSR -> ROW-B-2 -> B-2-15 | B-2-15 | RU#25 | PDU |  | Generic Equipment Set | Generic Device | RM 10 Outlets | GENC016 |  |  |  | Aug 5 2014 2:16PM
San Jose | San Jose -> WTSR -> ROW-B-2 -> B-2-15 | B-2-15 | RU#24 | blanking panel |  | APC | NetShelter | AR8101BLK-1U | APC969 |  |  |  | Aug 5 2014 2:16PM
San Jose | San Jose -> WTSR -> ROW-B-2 -> B-2-15 | B-2-15 | RU#23 | SJFIREEYE-MA | Security Services | Fire Eye | Security Appliance | NX4400 | FIRY030 | FM1344BA01S |  | 10.0.20.53 | Aug 25 2014 4:20PM
San Jose | San Jose -> WTSR -> ROW-B-2 -> B-2-15 | B-2-15 | RU#21 | SJFIREEYE-CMS | Security Services | Fire Eye | Security Appliance | CM9400 | FIRY026 | FM1351CC01R |  | 10.0.20.51 | Aug 25 2014 4:20PM
San Jose | San Jose -> WTSR -> ROW-B-2 -> B-2-15 | B-2-15 | RU#19 | SJFIREEYE | Security Services | Fire Eye | Security Appliance | CM9400 | FIRY026 | FM1340AG00G |  | 10.0.20.52 | Aug 25 2014 4:20PM
San Jose | San Jose -> WTSR -> ROW-B-2 -> B-2-15 | B-2-15 | RU#18 | blanking panel |  | APC | NetShelter | AR8101BLK-1U | APC969 |  |  |  | Aug 5 2014 2:16PM
San Jose | San Jose -> WTSR -> ROW-B-2 -> B-2-15 | B-2-15 | RU#16 | blanking panel |  | APC | NetShelter | AR8101BLK-2U | APC970 |  |  |  | Aug 5 2014 2:16PM
San Jose | San Jose -> WTSR -> ROW-B-2 -> B-2-15 | B-2-15 | RU#13 | blanking panel |  | APC | NetShelter | AR8101BLK-3U | APCC280 |  |  |  | Aug 19 2014 12:27PM
San Jose | San Jose -> WTSR -> ROW-B-2 -> B-2-16 | B-2-16 | RU#09 | blanking panel |  | APC | NetShelter | AR8101BLK-4U | APC971 |  |  |  | Aug 5 2014 2:18PM
San Jose | San Jose -> WTSR -> ROW-B-2 -> B-2-16 | B-2-16 | RU#01 | blanking panel |  | APC | NetShelter | AR8101BLK-8U | APC972 |  |  |  | Aug 5 2014 2:18PM
San Jose | San Jose -> WTSR -> ROW-B-2 -> B-2-16 | B-2-16 | RU#44 | blanking panel |  | APC | NetShelter | AR8101BLK-2U | APC970 |  |  |  | Aug 5 2014 2:19PM
San Jose | San Jose -> WTSR -> ROW-B-2 -> B-2-16 | B-2-16 | RU#40 | blanking panel |  | APC | NetShelter | AR8101BLK-4U | APC971 |  |  |  | Aug 5 2014 2:19PM
San Jose | San Jose -> WTSR -> ROW-B-2 -> B-2-16 | B-2-16 | RU#39 | PDU |  | Generic Equipment Set | Generic Device | RM 10 Outlets | GENC016 |  |  |  | Aug 5 2014 2:19PM
San Jose | San Jose -> WTSR -> ROW-B-2 -> B-2-16 | B-2-16 | RU#37 | blanking panel |  | APC | NetShelter | AR8101BLK-2U | APC970 |  |  |  | Aug 5 2014 2:19PM
San Jose | San Jose -> WTSR -> ROW-B-2 -> B-2-16 | B-2-16 | RU#33 | blanking panel |  | APC | NetShelter | AR8101BLK-4U | APC971 |  |  |  | Aug 5 2014 2:19PM
San Jose | San Jose -> WTSR -> ROW-B-2 -> B-2-16 | B-2-16 | RU#32 | shelf |  | Generic Equipment Set | Shelf | 19 Inch 1U Shelf | GENR944 |  |  |  | Aug 5 2014 2:19PM
San Jose | San Jose -> WTSR -> ROW-B-2 -> B-2-16 | B-2-16 | RU#30 | blanking panel |  | APC | NetShelter | AR8101BLK-2U | APC970 |  |  |  | Aug 5 2014 2:19PM
San Jose | San Jose -> WTSR -> ROW-B-2 -> B-2-16 | B-2-16 | RU#29 | VPN-SJC0 (OFF 2/08/2011) | Security Services | NetScreen Technologies | NetScreen | NetScreen-204 | NSTI012 | 29072003000291 |  | 153.32.1.169 | Aug 5 2014 2:19PM
San Jose | San Jose -> WTSR -> ROW-B-2 -> B-2-16 | B-2-16 | RU#28 | shelf |  | Generic Equipment Set | Shelf | 19 Inch 1U Shelf | GENR944 |  |  |  | Aug 5 2014 2:18PM
San Jose | San Jose -> WTSR -> ROW-B-2 -> B-2-16 | B-2-16 | RU#27 | blanking panel |  | APC | NetShelter | AR8101BLK-1U | APC969 |  |  |  | Aug 6 2014 3:06PM
San Jose | San Jose -> WTSR -> ROW-B-2 -> B-2-16 | B-2-16 | RU#26 | PDU |  | Generic Equipment Set | Generic Device | RM 10 Outlets | GENC016 |  |  |  | Aug 5 2014 2:18PM
San Jose | San Jose -> WTSR -> ROW-B-2 -> B-2-16 | B-2-16 | RU#24 | blanking panel |  | APC | NetShelter | AR8101BLK-2U | APC970 |  |  |  | Aug 5 2014 2:18PM
San Jose | San Jose -> WTSR -> ROW-B-2 -> B-2-16 | B-2-16 | RU#22 | SNJSCA-RCAGRE | NETWORK SERVICES | Hewlett-Packard | ProLiant | DL380 G3 | HP256 | EADGLJC126 |  | 153.32.12.129 | Aug 5 2014 2:18PM
San Jose | San Jose -> WTSR -> ROW-B-2 -> B-2-16 | B-2-16 | RU#21 | shelf |  | Generic Equipment Set | Shelf | 19 Inch 1U Shelf | GENR944 |  |  |  | Aug 5 2014 2:18PM
San Jose | San Jose -> WTSR -> ROW-B-2 -> B-2-16 | B-2-16 | RU#18 | SJBIZFW1 | Security Services | Juniper Networks | NetScreen | NS-ISG-1000 | JUNP012 | 1000-97598 | 1000-97598 | 153.32.17.105 | Aug 5 2014 2:18PM
San Jose | San Jose -> WTSR -> ROW-B-2 -> B-2-16 | B-2-16 | RU#15 | SJBIZFW2 | Security Services | Juniper Networks | NetScreen | NS-ISG-1000 | JUNP012 | 1000-97603 | 1000-97603 | 153.32.17.106 | Aug 5 2014 2:18PM
San Jose | San Jose -> WTSR -> ROW-B-2 -> B-2-16 | B-2-16 | RU#14 | shelf |  | Generic Equipment Set | Shelf | 19 Inch 1U Shelf | GENR944 |  |  |  | Aug 5 2014 2:18PM
San Jose | San Jose -> WTSR -> ROW-B-2 -> B-2-16 | B-2-16 | RU#13 | blanking panel |  | APC | NetShelter | AR8101BLK-1U | APC969 |  |  |  | Aug 5 2014 2:18PM
San Jose | San Jose -> WTSR -> ROW-B-2 -> B-2-17 | B-2-17 | RU#07 | blanking panel |  | APC | NetShelter | AR8101BLK-8U | APC972 |  |  |  | Aug 3 2015 5:44PM
San Jose | San Jose -> WTSR -> ROW-B-2 -> B-2-17 | B-2-17 | RU#05 | blanking panel |  | APC | NetShelter | AR8101BLK-2U | APC970 |  |  |  | Aug 5 2014 2:19PM
San Jose | San Jose -> WTSR -> ROW-B-2 -> B-2-17 | B-2-17 | RU#03 | blanking panel |  | APC | NetShelter | AR8101BLK-2U | APC970 |  |  |  | Aug 5 2014 2:19PM
San Jose | San Jose -> WTSR -> ROW-B-2 -> B-2-17 | B-2-17 | RU#01 | blanking panel |  | APC | NetShelter | AR8101BLK-2U | APC970 |  |  |  | Aug 5 2014 2:19PM
San Jose | San Jose -> WTSR -> ROW-B-2 -> B-2-17 | B-2-17 | RU#45 | blanking panel |  | APC | NetShelter | AR8101BLK-1U | APC969 |  |  |  | Aug 5 2014 2:21PM
San Jose | San Jose -> WTSR -> ROW-B-2 -> B-2-17 | B-2-17 | RU#44 | blanking panel |  | APC | NetShelter | AR8101BLK-1U | APC969 |  |  |  | Sep 29 2014 5:13PM
San Jose | San Jose -> WTSR -> ROW-B-2 -> B-2-17 | B-2-17 | RU#42 | KVM-WEST8 | DATA CENTER OPERATIONS | Raritan Computer | Dominion KX II | KX2-464 | RCI196 | HK3EB00301 |  | 10.0.8.52 | Sep 29 2014 5:13PM
San Jose | San Jose -> WTSR -> ROW-B-2 -> B-2-17 | B-2-17 | RU#41 | blanking panel |  | APC | NetShelter | AR8101BLK-1U | APC969 |  |  |  | Aug 5 2014 2:21PM
San Jose | San Jose -> WTSR -> ROW-B-2 -> B-2-17 | B-2-17 | RU#39 | blanking panel |  | APC | NetShelter | AR8101BLK-2U | APC970 |  |  |  | Aug 3 2015 5:44PM
San Jose | San Jose -> WTSR -> ROW-B-2 -> B-2-17 | B-2-17 | RU#35 | blanking panel |  | APC | NetShelter | AR8101BLK-4U | APC971 |  |  |  | Aug 3 2015 5:44PM
San Jose | San Jose -> WTSR -> ROW-B-2 -> B-2-17 | B-2-17 | RU#34 | SJWSNIFFER1-NEW | Security Services | Hewlett-Packard | ProLiant | DL320 G6 | HEPD979 | MX233800HF | 3128490 | 10.0.8.61, 10.0.8.62 | Aug 5 2014 2:21PM
San Jose | San Jose -> WTSR -> ROW-B-2 -> B-2-17 | B-2-17 | RU#32 | blanking panel |  | APC | NetShelter | AR8101BLK-2U | APC970 |  |  |  | Aug 5 2014 2:20PM
San Jose | San Jose -> WTSR -> ROW-B-2 -> B-2-17 | B-2-17 | RU#30 | blanking panel |  | APC | NetShelter | AR8101BLK-2U | APC970 |  |  |  | Aug 5 2014 2:20PM
San Jose | San Jose -> WTSR -> ROW-B-2 -> B-2-17 | B-2-17 | RU#28 | blanking panel |  | APC | NetShelter | AR8101BLK-2U | APC970 |  |  |  | Aug 5 2014 2:20PM
San Jose | San Jose -> WTSR -> ROW-B-2 -> B-2-17 | B-2-17 | RU#26 | SJVOIPBACKUP | NETWORK SERVICES | Hewlett-Packard | ProLiant | DL380 G3 | HP256 | D346LDN3H538 |  | 10.0.128.45 | Aug 5 2014 2:20PM
San Jose | San Jose -> WTSR -> ROW-B-2 -> B-2-17 | B-2-17 | RU#25 | blanking panel |  | APC | NetShelter | AR8101BLK-1U | APC969 |  |  |  | Aug 5 2014 2:20PM
San Jose | San Jose -> WTSR -> ROW-B-2 -> B-2-17 | B-2-17 | RU#24 | blanking panel |  | APC | NetShelter | AR8101BLK-1U | APC969 |  |  |  | Aug 6 2014 10:48AM
San Jose | San Jose -> WTSR -> ROW-B-2 -> B-2-17 | B-2-17 | RU#23 | blanking panel |  | APC | NetShelter | AR8101BLK-1U | APC969 |  |  |  | Aug 5 2014 2:20PM
San Jose | San Jose -> WTSR -> ROW-B-2 -> B-2-17 | B-2-17 | RU#22 | monitor/keyboard |  | Hewlett-Packard | Flat Panel | 348373-B21 | HEPA644 |  |  |  | Aug 5 2014 2:20PM
San Jose | San Jose -> WTSR -> ROW-B-2 -> B-2-17 | B-2-17 | RU#20 | WTSRB217PDUD | DATA CENTER OPERATIONS | Raritan Computer | Dominion PX | DPCR20A-32 | RCI187 |  |  | 10.0.8.50 | Aug 5 2014 2:20PM
San Jose | San Jose -> WTSR -> ROW-B-2 -> B-2-17 | B-2-17 | RU#19 | PDU | DATA CENTER OPERATIONS | Generic Equipment Set | Generic Device | RM 10 Outlets | GENC016 |  |  |  | Aug 5 2014 2:20PM
San Jose | San Jose -> WTSR -> ROW-B-2 -> B-2-17 | B-2-17 | RU#17 | SJCIPCCDATASTOR | NETWORK SERVICES | Cisco Systems | MCS 7800 | MCS-7835H-3000 | CISO202 | D324LRG9H095 |  | 10.0.129.37 | Aug 5 2014 2:20PM
San Jose | San Jose -> WTSR -> ROW-B-2 -> B-2-17 | B-2-17 | RU#15 | SJCIPCCSUPTOLS | NETWORK SERVICES | Cisco Systems | MCS 7800 | MCS-7835H-3000 | CISO202 | D324LRG0H097 |  | 10.0.130.57, ilo=10.0.20.80 | Aug 5 2014 2:20PM
San Jose | San Jose -> WTSR -> ROW-B-2 -> B-2-18 | B-2-18 | RU#01 | SJW02CSB | NETWORK SERVICES | Cisco Systems | Catalyst 6500 | WS-C6513 | CSCA235 | TSC073001CQ |  | 10.31.3.2 | Aug 5 2014 2:21PM
San Jose | San Jose -> WTSR -> ROW-B-2 -> B-2-18 | B-2-18 | RU#45 | cable manager |  | Generic Patch Panel Icons | Generic Patch Panel | 1U Cable Manager | PP195 | FOX1724GULX | NA | NA | Aug 5 2014 2:23PM
San Jose | San Jose -> WTSR -> ROW-B-2 -> B-2-18 | B-2-18 | RU#44 | SNJSWSR-B2-1G-FEX128 (REAR) | NETWORK SERVICES | Cisco Systems | Nexus 2000 Series | N2K-C2248TP-E | CSCY902 | FOX1724GULX |  |  | Aug 5 2014 2:23PM
San Jose | San Jose -> WTSR -> ROW-B-2 -> B-2-18 | B-2-18 | RU#43 | cable manager |  | Generic Patch Panel Icons | Generic Patch Panel | 1U Cable Manager | PP195 |  |  |  | Aug 5 2014 2:22PM
San Jose | San Jose -> WTSR -> ROW-B-2 -> B-2-18 | B-2-18 | RU#42 | SNJSWSR-B2-10G-FEX108 (REAR) | NETWORK SERVICES | Cisco Systems | Nexus 2000 Series | N2K-C2232PP-10GE | CISY951 | SSI171909MC | NA | NA | Aug 5 2014 2:22PM
San Jose | San Jose -> WTSR -> ROW-B-2 -> B-2-18 | B-2-18 | RU#41 | cable manager |  | Generic Patch Panel Icons | Generic Patch Panel | 1U Cable Manager | PP195 |  |  |  | Aug 5 2014 2:22PM
San Jose | San Jose -> WTSR -> ROW-B-2 -> B-2-18 | B-2-18 | RU#40 | SNJSWSR-B2-ADMSB (REAR) | NETWORK SERVICES | Cisco Systems | Catalyst 2960 | WS-C2960S-48LPS-L | CSCY002 | FOC1723Y2WC | NA | NA | Aug 5 2014 2:22PM
San Jose | San Jose -> WTSR -> ROW-B-2 -> B-2-18 | B-2-18 | RU#39 | cable manager |  | Generic Patch Panel Icons | Generic Patch Panel | 1U Cable Manager | PP195 |  |  |  | Aug 5 2014 2:22PM
San Jose | San Jose -> WTSR -> ROW-B-2 -> B-2-18 | B-2-18 | RU#38 | blanking panel |  | APC | NetShelter | AR8101BLK-1U | APC969 |  |  |  | Aug 5 2014 2:22PM
San Jose | San Jose -> WTSR -> ROW-B-2 -> B-2-18 | B-2-18 | RU#30 | blanking panel |  | APC | NetShelter | AR8101BLK-8U | APC972 |  |  |  | Aug 5 2014 2:22PM
San Jose | San Jose -> WTSR -> ROW-B-2 -> B-2-18 | B-2-18 | RU#22 | blanking panel |  | APC | NetShelter | AR8101BLK-8U | APC972 |  |  |  | Aug 5 2014 2:22PM
San Jose | San Jose -> WTSR -> ROW-B-2 -> B-2-18 | B-2-18 | RU#21 | PDU |  | Generic Equipment Set | Generic Device | RM 10 Outlets | GENC016 |  |  |  | Aug 5 2014 2:22PM
San Jose | San Jose -> WTSR -> ROW-B-2 -> B-2-19 | B-2-19 | RU#09 | blanking panel |  | APC | NetShelter | AR8101BLK-8U | APC972 |  |  |  | Aug 5 2014 2:23PM
San Jose | San Jose -> WTSR -> ROW-B-2 -> B-2-19 | B-2-19 | RU#01 | blanking panel |  | APC | NetShelter | AR8101BLK-8U | APC972 |  |  |  | Aug 5 2014 2:23PM
San Jose | San Jose -> WTSR -> ROW-B-2 -> B-2-19 | B-2-19 | RU#45 | blanking panel |  | APC | NetShelter | AR8101BLK-1U | APC969 |  |  |  | Aug 5 2014 2:24PM
San Jose | San Jose -> WTSR -> ROW-B-2 -> B-2-19 | B-2-19 | RU#43 | blanking panel |  | APC | NetShelter | AR8101BLK-2U | APC970 |  |  |  | Aug 5 2014 2:24PM
San Jose | San Jose -> WTSR -> ROW-B-2 -> B-2-19 | B-2-19 | RU#41 | SJCSCFILTER | SERVER SERVICES | Hewlett-Packard | ProLiant | DL380 G5 | HEPA633 | 2UX74303TN |  |  | Aug 5 2014 2:24PM
San Jose | San Jose -> WTSR -> ROW-B-2 -> B-2-19 | B-2-19 | RU#39 | S7ESX02 | SERVER SERVICES | Hewlett-Packard | ProLiant | DL380 G5 | HEPA633 | 2UX80200DU |  | 10.0.4.42 | Aug 5 2014 2:24PM
San Jose | San Jose -> WTSR -> ROW-B-2 -> B-2-19 | B-2-19 | RU#37 | blanking panel |  | APC | NetShelter | AR8101BLK-2U | APC970 |  |  |  | Oct 14 2014 1:01PM
San Jose | San Jose -> WTSR -> ROW-B-2 -> B-2-19 | B-2-19 | RU#35 | Blanking Panel |  | APC | NetShelter | AR8101BLK-2U | APC970 |  |  |  | Oct 14 2014 1:01PM
San Jose | San Jose -> WTSR -> ROW-B-2 -> B-2-19 | B-2-19 | RU#33 | blanking panel |  | APC | NetShelter | AR8101BLK-2U | APC970 |  |  |  | Aug 5 2014 2:23PM
San Jose | San Jose -> WTSR -> ROW-B-2 -> B-2-19 | B-2-19 | RU#29 | blanking panel |  | APC | NetShelter | AR8101BLK-4U | APC971 |  |  |  | Aug 5 2014 2:23PM
San Jose | San Jose -> WTSR -> ROW-B-2 -> B-2-19 | B-2-19 | RU#27 | Blanking Panel |  | APC | NetShelter | AR8101BLK-2U | APC970 |  |  |  | Oct 14 2014 1:01PM
San Jose | San Jose -> WTSR -> ROW-B-2 -> B-2-19 | B-2-19 | RU#23 | blanking panel |  | APC | NetShelter | AR8101BLK-4U | APC971 |  |  |  | Feb 4 2016 3:44PM
San Jose | San Jose -> WTSR -> ROW-B-2 -> B-2-19 | B-2-19 | RU#19 | Blanking Panel |  | APC | NetShelter | AR8101BLK-4U | APC971 |  |  |  | Apr 3 2015 5:24PM
San Jose | San Jose -> WTSR -> ROW-B-2 -> B-2-19 | B-2-19 | RU#17 | blanking panel |  | APC | NetShelter | AR8101BLK-2U | APC970 |  |  |  | Aug 5 2014 2:23PM
San Jose | San Jose -> WTSR -> ROW-B-2 -> B-2-2 | B-2-2 | RU#09 | blanking panel |  | APC | NetShelter | AR8101BLK-4U | APC971 |  |  |  | Aug 14 2014 5:44PM
San Jose | San Jose -> WTSR -> ROW-B-2 -> B-2-2 | B-2-2 | RU#01 | blanking panel |  | APC | NetShelter | AR8101BLK-8U | APC972 |  |  |  | Aug 14 2014 5:44PM
San Jose | San Jose -> WTSR -> ROW-B-2 -> B-2-2 | B-2-2 | RU#43 | cable manager |  | Generic Equipment Set | Panel | Blank 2U Panel | GENR260 |  |  |  | Aug 5 2014 2:25PM
San Jose | San Jose -> WTSR -> ROW-B-2 -> B-2-2 | B-2-2 | RU#42 | patch panel |  | Generic Equipment Set | Patch Panel | 1U 24-Port RJ45 Patch Panel | GENR976 |  |  |  | Aug 5 2014 2:25PM
San Jose | San Jose -> WTSR -> ROW-B-2 -> B-2-2 | B-2-2 | RU#41 | patch panel |  | Generic Equipment Set | Patch Panel | 1U 24-Port RJ45 Patch Panel | GENR976 |  |  |  | Aug 5 2014 2:25PM
San Jose | San Jose -> WTSR -> ROW-B-2 -> B-2-2 | B-2-2 | RU#39 | cable manager |  | Generic Equipment Set | Panel | Blank 2U Panel | GENR260 |  |  |  | Aug 5 2014 2:25PM
San Jose | San Jose -> WTSR -> ROW-B-2 -> B-2-2 | B-2-2 | RU#38 | patch panel |  | Generic Equipment Set | Patch Panel | 1U 24-Port RJ45 Patch Panel | GENR976 |  |  |  | Aug 5 2014 2:25PM
San Jose | San Jose -> WTSR -> ROW-B-2 -> B-2-2 | B-2-2 | RU#37 | patch panel |  | Generic Equipment Set | Patch Panel | 1U 24-Port RJ45 Patch Panel | GENR976 |  |  |  | Aug 5 2014 2:24PM
San Jose | San Jose -> WTSR -> ROW-B-2 -> B-2-2 | B-2-2 | RU#35 | blanking panel |  | APC | NetShelter | AR8101BLK-2U | APC970 |  |  |  | Aug 14 2014 5:44PM
San Jose | San Jose -> WTSR -> ROW-B-2 -> B-2-2 | B-2-2 | RU#34 | shelf |  | Generic Equipment Set | Shelf | 23 Inch 1U Shelf | GENR945 |  |  |  | Aug 5 2014 2:24PM
San Jose | San Jose -> WTSR -> ROW-B-2 -> B-2-2 | B-2-2 | RU#33 | blanking panel |  | APC | NetShelter | AR8101BLK-1U | APC969 |  |  |  | Aug 14 2014 5:44PM
San Jose | San Jose -> WTSR -> ROW-B-2 -> B-2-2 | B-2-2 | RU#29 | blanking panel |  | APC | NetShelter | AR8101BLK-4U | APC971 |  |  |  | Aug 14 2014 5:44PM
San Jose | San Jose -> WTSR -> ROW-B-2 -> B-2-2 | B-2-2 | RU#28 | SJWVPNSA (OFF 12/5/2013) | NETWORK SERVICES | Cisco Systems | Catalyst 2900 XL | WS-C2924-XL-A | CSCO313 | FAA0324F0RV |  | 153.32.20.25 | Aug 5 2014 2:24PM
San Jose | San Jose -> WTSR -> ROW-B-2 -> B-2-2 | B-2-2 | RU#27 | Blanking Panel |  | APC | NetShelter | AR8101BLK-1U | APC969 |  |  |  | Dec 9 2014 4:50PM
San Jose | San Jose -> WTSR -> ROW-B-2 -> B-2-2 | B-2-2 | RU#26 | shelf |  | Generic Equipment Set | Shelf | 23 Inch 1U Shelf | GENR945 |  |  |  | Aug 5 2014 2:24PM
San Jose | San Jose -> WTSR -> ROW-B-2 -> B-2-2 | B-2-2 | RU#25 | blanking panel |  | APC | NetShelter | AR8101BLK-1U | APC969 |  |  |  | Aug 14 2014 5:44PM
San Jose | San Jose -> WTSR -> ROW-B-2 -> B-2-2 | B-2-2 | RU#17 | blanking panel |  | APC | NetShelter | AR8101BLK-8U | APC972 |  |  |  | Aug 14 2014 5:44PM
San Jose | San Jose -> WTSR -> ROW-B-2 -> B-2-2 | B-2-2 | RU#16 | shelf |  | Generic Equipment Set | Shelf | 23 Inch 1U Shelf | GENR945 |  |  |  | Aug 5 2014 2:24PM
San Jose | San Jose -> WTSR -> ROW-B-2 -> B-2-2 | B-2-2 | RU#13 | blanking panel |  | APC | NetShelter | AR8101BLK-3U | APCC280 |  |  |  | Aug 14 2014 5:44PM
San Jose | San Jose -> WTSR -> ROW-B-2 -> B-2-20 | B-2-20 | RU#05 | BL6000-SJC0-1 | SERVER SERVICES | SUN Microsystems | Sun Blade | Sun Blade 6000 | SUNM015 | 0821BD0C30 |  | 153.32.16.122 | Aug 5 2014 2:26PM
San Jose | San Jose -> WTSR -> ROW-B-2 -> B-2-20 | B-2-20 | RU#01 | blanking panel |  | APC | NetShelter | AR8101BLK-4U | APC971 |  |  |  | Aug 14 2014 5:49PM
San Jose | San Jose -> WTSR -> ROW-B-2 -> B-2-20 | B-2-20 | RU#43 | blanking panel |  | APC | NetShelter | AR8101BLK-3U | APCC280 |  |  |  | Aug 14 2014 5:49PM
San Jose | San Jose -> WTSR -> ROW-B-2 -> B-2-20 | B-2-20 | RU#39 | blanking panel |  | APC | NetShelter | AR8101BLK-4U | APC971 |  |  |  | Aug 14 2014 5:49PM
San Jose | San Jose -> WTSR -> ROW-B-2 -> B-2-20 | B-2-20 | RU#31 | blanking panel |  | APC | NetShelter | AR8101BLK-8U | APC972 |  |  |  | Aug 14 2014 5:49PM
San Jose | San Jose -> WTSR -> ROW-B-2 -> B-2-20 | B-2-20 | RU#23 | blanking panel |  | APC | NetShelter | AR8101BLK-8U | APC972 |  |  |  | Aug 14 2014 5:49PM
San Jose | San Jose -> WTSR -> ROW-B-2 -> B-2-20 | B-2-20 | RU#15 | blanking panel |  | APC | NetShelter | AR8101BLK-8U | APC972 |  |  |  | Aug 14 2014 5:49PM
San Jose | San Jose -> WTSR -> ROW-B-2 -> B-2-21 | B-2-21 | RU#02 | BE4P7K | SERVER SERVICES | Hewlett-Packard | C-Class | 412152-B21 | HEPA586 | USE942T5PD | 3099883 | be4p7k-ilo2 = 10.0.20.67, be4p7k-ilo1 = 10.0.20.66 | Aug 5 2014 2:26PM
San Jose | San Jose -> WTSR -> ROW-B-2 -> B-2-21 | B-2-21 | RU#01 | blanking panel |  | APC | NetShelter | AR8101BLK-1U | APC969 |  |  |  | Aug 5 2014 2:26PM
San Jose | San Jose -> WTSR -> ROW-B-2 -> B-2-21 | B-2-21 | RU#45 | blanking panel |  | APC | NetShelter | AR8101BLK-1U | APC969 |  |  |  | Aug 5 2014 2:28PM
San Jose | San Jose -> WTSR -> ROW-B-2 -> B-2-21 | B-2-21 | RU#43 | SJWTF2B01 | STORAGE SERVICES | Brocade Communications Systems | Switches | 5300 | BROC111 | CHQ2516J00J | 3128338 | 10.0.4.128 | Aug 5 2014 2:28PM
San Jose | San Jose -> WTSR -> ROW-B-2 -> B-2-21 | B-2-21 | RU#40 | blanking panel |  | APC | NetShelter | AR8101BLK-3U | APCC280 |  |  |  | Aug 6 2014 4:16PM
San Jose | San Jose -> WTSR -> ROW-B-2 -> B-2-21 | B-2-21 | RU#36 | blanking panel |  | APC | NetShelter | AR8101BLK-4U | APC971 |  |  |  | Aug 6 2014 4:16PM
San Jose | San Jose -> WTSR -> ROW-B-2 -> B-2-21 | B-2-21 | RU#28 | blanking panel |  | APC | NetShelter | AR8101BLK-8U | APC972 |  |  |  | Aug 5 2014 2:27PM
San Jose | San Jose -> WTSR -> ROW-B-2 -> B-2-21 | B-2-21 | RU#20 | blanking panel |  | APC | NetShelter | AR8101BLK-8U | APC972 |  |  |  | Aug 5 2014 2:27PM
San Jose | San Jose -> WTSR -> ROW-B-2 -> B-2-21 | B-2-21 | RU#12 | blanking panel |  | APC | NetShelter | AR8101BLK-8U | APC972 |  |  |  | Aug 5 2014 2:27PM
San Jose | San Jose -> WTSR -> ROW-B-2 -> B-2-22 | B-2-22 | RU#09 | blanking panel |  | APC | NetShelter | AR8101BLK-8U | APC972 |  |  |  | Aug 14 2014 6:08PM
San Jose | San Jose -> WTSR -> ROW-B-2 -> B-2-22 | B-2-22 | RU#01 | blanking panel |  | APC | NetShelter | AR8101BLK-8U | APC972 |  |  |  | Aug 14 2014 6:08PM
San Jose | San Jose -> WTSR -> ROW-B-2 -> B-2-22 | B-2-22 | RU#45 | blanking panel |  | APC | NetShelter | AR8101BLK-1U | APC969 |  |  |  | Aug 14 2014 6:08PM
San Jose | San Jose -> WTSR -> ROW-B-2 -> B-2-22 | B-2-22 | RU#41 | blanking panel |  | APC | NetShelter | AR8101BLK-4U | APC971 |  |  |  | Aug 14 2014 6:08PM
San Jose | San Jose -> WTSR -> ROW-B-2 -> B-2-22 | B-2-22 | RU#33 | blanking panel |  | APC | NetShelter | AR8101BLK-8U | APC972 |  |  |  | Aug 14 2014 6:08PM
San Jose | San Jose -> WTSR -> ROW-B-2 -> B-2-22 | B-2-22 | RU#25 | blanking panel |  | APC | NetShelter | AR8101BLK-8U | APC972 |  |  |  | Aug 14 2014 6:08PM
San Jose | San Jose -> WTSR -> ROW-B-2 -> B-2-22 | B-2-22 | RU#17 | blanking panel |  | APC | NetShelter | AR8101BLK-8U | APC972 |  |  |  | Aug 14 2014 6:08PM
San Jose | San Jose -> WTSR -> ROW-B-2 -> B-2-23 | B-2-23 | RU#29 | VBP5300e | CONFERENCING SERVICES | Generic Altima Technologies Rackmountable | General Rackmount Equipment | 1U Server | 0GRM076 | A870A5005FB6 | N/A | 153.32.16.197 = NIC1, 153.32.5.9 = DMZ | Aug 5 2014 2:29PM
San Jose | San Jose -> WTSR -> ROW-B-2 -> B-2-23 | B-2-23 | RU#25 | RMX2000 |  | Polycom | SpectraLink Series | Spectralink 8000 | POLC183 | VR2090324016 | N/A | 10.0.4.110 | Aug 5 2014 2:29PM
San Jose | San Jose -> WTSR -> ROW-B-2 -> B-2-23 | B-2-23 | RU#22 | DMASJP1A | CONFERENCING SERVICES | Dell Computer | PowerEdge R-Series | PowerEdge R610 | DELC126 | 80109V1 |  | 10.0.4.145 | Aug 5 2014 2:29PM
San Jose | San Jose -> WTSR -> ROW-B-2 -> B-2-23 | B-2-23 | RU#21 | DMASJP1B | CONFERENCING SERVICES | Dell Computer | PowerEdge R-Series | PowerEdge R610 | DELC126 | 800T8V1 |  | 10.0.4.144 | Aug 5 2014 2:29PM
San Jose | San Jose -> WTSR -> ROW-B-2 -> B-2-23 | B-2-23 | RU#20 | RPRMSJP1A | CONFERENCING SERVICES | Dell Computer | PowerEdge R-Series | PowerEdge R610 | DELC126 | 56W8ZV1 | 3122673 | 10.0.4.152, ilo=10.0.4.155 | Aug 5 2014 2:29PM
San Jose | San Jose -> WTSR -> ROW-B-2 -> B-2-23 | B-2-23 | RU#19 | RPRMSJP1B | CONFERENCING SERVICES | Dell Computer | PowerEdge R-Series | PowerEdge R610 | DELC126 | 3KGBZV1 |  | 10.0.4.153, ilo=10.0.4.156 | Aug 5 2014 2:28PM
San Jose | San Jose -> WTSR -> ROW-B-2 -> B-2-23 | B-2-23 | RU#13 | SJWTVMCU03 | CONFERENCING SERVICES | Acano | Acano | Acano Server | ACAN001 | ACA200146 |  | 10.0.4.206 | Aug 18 2016 12:26PM
San Jose | San Jose -> WTSR -> ROW-B-2 -> B-2-23 | B-2-23 | RU#11 | SJWTVMCU01 | CONFERENCING SERVICES | Acano | Acano | Acano Server | ACAN001 | ACA200145 |  | 10.0.24.202 | Aug 18 2016 12:26PM
San Jose | San Jose -> WTSR -> ROW-B-2 -> B-2-3 | B-2-3 | RU#03 | blanking panel |  | APC | NetShelter | AR8101BLK-8U | APC972 |  |  |  | Aug 5 2014 2:30PM
San Jose | San Jose -> WTSR -> ROW-B-2 -> B-2-3 | B-2-3 | RU#02 | shelf |  | Generic Equipment Set | Shelf | 19 Inch 1U Shelf | GENR944 |  |  |  | Aug 5 2014 2:30PM
San Jose | San Jose -> WTSR -> ROW-B-2 -> B-2-3 | B-2-3 | RU#01 | blanking panel |  | APC | NetShelter | AR8101BLK-1U | APC969 |  |  |  | Aug 5 2014 2:30PM
San Jose | San Jose -> WTSR -> ROW-B-2 -> B-2-3 | B-2-3 | RU#45 | cable manager |  | Generic Patch Panel Icons | Generic Patch Panel | 1U Cable Manager | PP195 |  |  |  | Aug 5 2014 2:32PM
San Jose | San Jose -> WTSR -> ROW-B-2 -> B-2-3 | B-2-3 | RU#44 | SNJSWSR-B2-1G-FEX126 (REAR) | NETWORK SERVICES | Cisco Systems | Nexus 2000 Series | N2K-C2248TP-E | CSCY902 | SSI171605ME | NA | NA | Aug 5 2014 2:32PM
San Jose | San Jose -> WTSR -> ROW-B-2 -> B-2-3 | B-2-3 | RU#43 | cable manager |  | Generic Patch Panel Icons | Generic Patch Panel | 1U Cable Manager | PP195 |  |  |  | Aug 5 2014 2:32PM
San Jose | San Jose -> WTSR -> ROW-B-2 -> B-2-3 | B-2-3 | RU#42 | SNJSWSR-B2-10G-FEX106 (REAR) | NETWORK SERVICES | Cisco Systems | Nexus 2000 Series | N2K-C2232PP-10GE | CISY951 | SSI171907K0 | NA | NA | Aug 5 2014 2:32PM
San Jose | San Jose -> WTSR -> ROW-B-2 -> B-2-3 | B-2-3 | RU#41 | cable manager |  | Generic Patch Panel Icons | Generic Patch Panel | 1U Cable Manager | PP195 |  |  |  | Aug 5 2014 2:32PM
San Jose | San Jose -> WTSR -> ROW-B-2 -> B-2-3 | B-2-3 | RU#40 | SNJSWSR-B2-ADMSA (REAR) | NETWORK SERVICES | Cisco Systems | Catalyst 2960 | WS-C2960S-48LPS-L | CSCY002 | FOC1723Y2XC | NA | NA | Aug 5 2014 2:32PM
San Jose | San Jose -> WTSR -> ROW-B-2 -> B-2-3 | B-2-3 | RU#39 | cable manager |  | Generic Patch Panel Icons | Generic Patch Panel | 1U Cable Manager | PP195 |  |  |  | Aug 5 2014 2:32PM
San Jose | San Jose -> WTSR -> ROW-B-2 -> B-2-3 | B-2-3 | RU#37 | blanking panel |  | APC | NetShelter | AR8101BLK-2U | APC970 |  |  |  | Aug 5 2014 2:32PM
San Jose | San Jose -> WTSR -> ROW-B-2 -> B-2-3 | B-2-3 | RU#36 | blanking panel |  | APC | NetShelter | AR8101BLK-1U | APC969 |  |  |  | Aug 19 2014 4:50PM
San Jose | San Jose -> WTSR -> ROW-B-2 -> B-2-3 | B-2-3 | RU#35 | PDU | DATA CENTER OPERATIONS | Generic Equipment Set | Generic Device | RM 10 Outlets | GENC016 |  |  |  | Aug 5 2014 2:32PM
San Jose | San Jose -> WTSR -> ROW-B-2 -> B-2-3 | B-2-3 | RU#33 | TIMEHOST | DIRECTORY SERVICES | SUN Microsystems | SPARCstation | SPARCstation 5 | SUN024 | FW01750898 |  | 153.32.2.251 | Aug 5 2014 2:31PM
San Jose | San Jose -> WTSR -> ROW-B-2 -> B-2-3 | B-2-3 | RU#32 | shelf |  | Generic Equipment Set | Shelf | 19 Inch 1U Shelf | GENR944 |  |  |  | Aug 5 2014 2:31PM
San Jose | San Jose -> WTSR -> ROW-B-2 -> B-2-3 | B-2-3 | RU#29 | ATG-LITE system off 10/28/2011 | SERVER SERVICES | SUN Microsystems | Ultra | Ultra 2 Creator 3D | SUN045 | 746FCD3B |  | 153.32.2.72 | Aug 5 2014 2:31PM
San Jose | San Jose -> WTSR -> ROW-B-2 -> B-2-3 | B-2-3 | RU#28 | shelf |  | Generic Equipment Set | Shelf | 19 Inch 1U Shelf | GENR944 |  |  |  | Aug 5 2014 2:31PM
San Jose | San Jose -> WTSR -> ROW-B-2 -> B-2-3 | B-2-3 | RU#27 | blanking panel |  | APC | NetShelter | AR8101BLK-1U | APC969 |  |  |  | Aug 5 2014 2:31PM
San Jose | San Jose -> WTSR -> ROW-B-2 -> B-2-3 | B-2-3 | RU#26 | PDU | DATA CENTER OPERATIONS | Generic Equipment Set | Generic Device | RM 10 Outlets | GENC016 |  |  |  | Aug 5 2014 2:31PM
San Jose | San Jose -> WTSR -> ROW-B-2 -> B-2-3 | B-2-3 | RU#25 | blanking panel |  | APC | NetShelter | AR8101BLK-1U | APC969 |  |  |  | Aug 5 2014 2:31PM
San Jose | San Jose -> WTSR -> ROW-B-2 -> B-2-3 | B-2-3 | RU#23 | STORAGE FOR OASIS |  | SUN Microsystems | StorEdge | 3310 (With Cover) | SUN034 | 1094DNG |  |  | Aug 5 2014 2:31PM
San Jose | San Jose -> WTSR -> ROW-B-2 -> B-2-3 | B-2-3 | RU#22 | shelf |  | Generic Equipment Set | Shelf | 19 Inch 1U Shelf | GENR944 |  |  |  | Aug 5 2014 2:31PM
San Jose | San Jose -> WTSR -> ROW-B-2 -> B-2-3 | B-2-3 | RU#21 | blanking panel |  | APC | NetShelter | AR8101BLK-1U | APC969 |  |  |  | Aug 5 2014 2:31PM
San Jose | San Jose -> WTSR -> ROW-B-2 -> B-2-3 | B-2-3 | RU#20 | OASIS | SERVER SERVICES | SUN Microsystems | Sun Fire | V210 | SUN184 | FM50620006 |  | 192.150.11.120 | Aug 5 2014 2:31PM
San Jose | San Jose -> WTSR -> ROW-B-2 -> B-2-3 | B-2-3 | RU#19 | blanking panel |  | APC | NetShelter | AR8101BLK-1U | APC969 |  |  |  | Aug 5 2014 2:31PM
San Jose | San Jose -> WTSR -> ROW-B-2 -> B-2-3 | B-2-3 | RU#15 | XM-TECH |  | SUN Microsystems | Sun Fire | 280R | SUN091 | 250ad281e | 1000-74815 | 153.32.14.93 | Aug 5 2014 2:31PM
San Jose | San Jose -> WTSR -> ROW-B-2 -> B-2-3 | B-2-3 | RU#13 | blanking panel |  | APC | NetShelter | AR8101BLK-2U | APC970 |  |  |  | Sep 29 2014 6:21PM
San Jose | San Jose -> WTSR -> ROW-B-2 -> B-2-3 | B-2-3 | RU#12 | SJCWSG07 | Security Services | Websense | Web Security | Websense V10000 G2 | WEBS001 | 90BFY12 |  | c=192.150.11.128, p1=192.150.11.199, p2=192.150.11.203 | Feb 6 2015 3:43PM
San Jose | San Jose -> WTSR -> ROW-B-2 -> B-2-3 | B-2-3 | RU#11 | blanking panel |  | APC | NetShelter | AR8101BLK-1U | APC969 |  |  |  | Feb 6 2015 3:43PM
San Jose | San Jose -> WTSR -> ROW-B-2 -> B-2-4 | B-2-4 | RU#04 | blanking panel |  | APC | NetShelter | AR8101BLK-8U | APC972 |  |  |  | Aug 19 2014 4:59PM
San Jose | San Jose -> WTSR -> ROW-B-2 -> B-2-4 | B-2-4 | RU#03 | shelf |  | Generic Equipment Set | Shelf | 23 Inch 1U Shelf | GENR945 |  |  |  | Aug 5 2014 2:32PM
San Jose | San Jose -> WTSR -> ROW-B-2 -> B-2-4 | B-2-4 | RU#01 | blanking panel |  | APC | NetShelter | AR8101BLK-2U | APC970 |  |  |  | Aug 19 2014 4:59PM
San Jose | San Jose -> WTSR -> ROW-B-2 -> B-2-4 | B-2-4 | RU#45 | blanking panel |  | APC | NetShelter | AR8101BLK-1U | APC969 |  |  |  | Aug 19 2014 5:02PM
San Jose | San Jose -> WTSR -> ROW-B-2 -> B-2-4 | B-2-4 | RU#43 | KVM-WEST3 | DATA CENTER OPERATIONS | Raritan Computer | Dominion KX | KX432 Rackmount | RCI144 | HK3EA00219 | 3089882 | 10.0.8.66 | Aug 5 2014 2:33PM
San Jose | San Jose -> WTSR -> ROW-B-2 -> B-2-4 | B-2-4 | RU#39 | blanking panel |  | APC | NetShelter | AR8101BLK-3U | APCC280 |  |  |  | Aug 19 2014 5:02PM
San Jose | San Jose -> WTSR -> ROW-B-2 -> B-2-4 | B-2-4 | RU#35 | blanking panel |  | APC | NetShelter | AR8101BLK-4U | APC971 |  |  |  | Aug 19 2014 5:02PM
San Jose | San Jose -> WTSR -> ROW-B-2 -> B-2-4 | B-2-4 | RU#34 | shelf |  | Generic Equipment Set | Shelf | 23 Inch 1U Shelf | GENR945 |  |  |  | Aug 5 2014 2:33PM
San Jose | San Jose -> WTSR -> ROW-B-2 -> B-2-4 | B-2-4 | RU#33 | blanking panel |  | APC | NetShelter | AR8101BLK-1U | APC969 |  |  |  | Aug 19 2014 4:59PM
San Jose | San Jose -> WTSR -> ROW-B-2 -> B-2-4 | B-2-4 | RU#29 | blanking panel |  | APC | NetShelter | AR8101BLK-4U | APC971 |  |  |  | Aug 19 2014 4:59PM
San Jose | San Jose -> WTSR -> ROW-B-2 -> B-2-4 | B-2-4 | RU#28 | shelf |  | Generic Equipment Set | Shelf | 23 Inch 1U Shelf | GENR945 |  |  |  | Aug 5 2014 2:33PM
San Jose | San Jose -> WTSR -> ROW-B-2 -> B-2-4 | B-2-4 | RU#25 | blanking panel |  | APC | NetShelter | AR8101BLK-3U | APCC280 |  |  |  | Aug 19 2014 4:59PM
San Jose | San Jose -> WTSR -> ROW-B-2 -> B-2-4 | B-2-4 | RU#21 | blanking panel |  | APC | NetShelter | AR8101BLK-4U | APC971 |  |  |  | Aug 19 2014 4:59PM
San Jose | San Jose -> WTSR -> ROW-B-2 -> B-2-4 | B-2-4 | RU#13 | blanking panel |  | APC | NetShelter | AR8101BLK-8U | APC972 |  |  |  | Aug 19 2014 4:59PM
San Jose | San Jose -> WTSR -> ROW-B-2 -> B-2-4 | B-2-4 | RU#12 | shelf |  | Generic Equipment Set | Shelf | 23 Inch 1U Shelf | GENR945 |  |  |  | Aug 5 2014 2:32PM
San Jose | San Jose -> WTSR -> ROW-B-2 -> B-2-5 | B-2-5 | RU#03 | blanking panel |  | APC | NetShelter | AR8101BLK-8U | APC972 |  |  |  | Aug 19 2014 5:08PM
San Jose | San Jose -> WTSR -> ROW-B-2 -> B-2-5 | B-2-5 | RU#02 | shelf |  | Generic Equipment Set | Shelf | 23 Inch 1U Shelf | GENR945 |  |  |  | Aug 5 2014 2:33PM
San Jose | San Jose -> WTSR -> ROW-B-2 -> B-2-5 | B-2-5 | RU#01 | blanking panel |  | APC | NetShelter | AR8101BLK-1U | APC969 |  |  |  | Aug 19 2014 5:09PM
San Jose | San Jose -> WTSR -> ROW-B-2 -> B-2-5 | B-2-5 | RU#44 | blanking panel |  | APC | NetShelter | AR8101BLK-2U | APC970 |  |  |  | Aug 19 2014 5:09PM
San Jose | San Jose -> WTSR -> ROW-B-2 -> B-2-5 | B-2-5 | RU#36 | blanking panel |  | APC | NetShelter | AR8101BLK-8U | APC972 |  |  |  | Aug 19 2014 5:09PM
San Jose | San Jose -> WTSR -> ROW-B-2 -> B-2-5 | B-2-5 | RU#35 | shelf |  | Generic Equipment Set | Shelf | 23 Inch 1U Shelf | GENR945 |  |  |  | Aug 5 2014 2:33PM
San Jose | San Jose -> WTSR -> ROW-B-2 -> B-2-5 | B-2-5 | RU#33 | blanking panel |  | APC | NetShelter | AR8101BLK-2U | APC970 |  |  |  | Aug 19 2014 5:09PM
San Jose | San Jose -> WTSR -> ROW-B-2 -> B-2-5 | B-2-5 | RU#29 | blanking panel |  | APC | NetShelter | AR8101BLK-4U | APC971 |  |  |  | Aug 19 2014 5:09PM
San Jose | San Jose -> WTSR -> ROW-B-2 -> B-2-5 | B-2-5 | RU#28 | PDU |  | Leviton Voice and Data | RDP Series | RDP-175 (Closed View) | LEVI651 |  |  |  | Aug 5 2014 2:33PM
San Jose | San Jose -> WTSR -> ROW-B-2 -> B-2-5 | B-2-5 | RU#27 | shelf |  | Generic Equipment Set | Shelf | 23 Inch 1U Shelf | GENR945 |  |  |  | Aug 5 2014 2:33PM
San Jose | San Jose -> WTSR -> ROW-B-2 -> B-2-5 | B-2-5 | RU#19 | blanking panel |  | APC | NetShelter | AR8101BLK-8U | APC972 |  |  |  | Aug 19 2014 5:09PM
San Jose | San Jose -> WTSR -> ROW-B-2 -> B-2-5 | B-2-5 | RU#11 | blanking panel |  | APC | NetShelter | AR8101BLK-8U | APC972 |  |  |  | Aug 19 2014 5:09PM
San Jose | San Jose -> WTSR -> ROW-B-2 -> B-2-6 | B-2-6 | RU#05 | blanking panel |  | APC | NetShelter | AR8101BLK-8U | APC972 |  |  |  | Aug 19 2014 6:31PM
San Jose | San Jose -> WTSR -> ROW-B-2 -> B-2-6 | B-2-6 | RU#04 | RA-SJC-ACS | Security Services | Hewlett-Packard | ProLiant | DL360 G3 | HP254 | M00UCGP43G |  | UNKNOWN | Aug 5 2014 2:33PM
San Jose | San Jose -> WTSR -> ROW-B-2 -> B-2-6 | B-2-6 | RU#03 | shelf |  | Generic Equipment Set | Shelf | 23 Inch 1U Shelf | GENR945 |  |  |  | Aug 5 2014 2:33PM
San Jose | San Jose -> WTSR -> ROW-B-2 -> B-2-6 | B-2-6 | RU#01 | blanking panel |  | APC | NetShelter | AR8101BLK-2U | APC970 |  |  |  | Aug 19 2014 6:31PM
San Jose | San Jose -> WTSR -> ROW-B-2 -> B-2-6 | B-2-6 | RU#42 | blanking panel |  | APC | NetShelter | AR8101BLK-4U | APC971 |  |  |  | Aug 19 2014 6:31PM
San Jose | San Jose -> WTSR -> ROW-B-2 -> B-2-6 | B-2-6 | RU#41 | PDU |  | Leviton Voice and Data | RDP Series | RDP-175 (Closed View) | LEVI651 |  |  |  | Aug 5 2014 2:33PM
San Jose | San Jose -> WTSR -> ROW-B-2 -> B-2-6 | B-2-6 | RU#38 | blanking panel |  | APC | NetShelter | AR8101BLK-3U | APCC280 |  |  |  | Aug 19 2014 6:31PM
San Jose | San Jose -> WTSR -> ROW-B-2 -> B-2-6 | B-2-6 | RU#37 | shelf |  | Generic Equipment Set | Shelf | 23 Inch 1U Shelf | GENR945 |  |  |  | Aug 5 2014 2:33PM
San Jose | San Jose -> WTSR -> ROW-B-2 -> B-2-6 | B-2-6 | RU#36 | blanking panel |  | APC | NetShelter | AR8101BLK-1U | APC969 |  |  |  | Aug 19 2014 6:31PM
San Jose | San Jose -> WTSR -> ROW-B-2 -> B-2-6 | B-2-6 | RU#35 | shelf |  | Generic Equipment Set | Shelf | 23 Inch 1U Shelf | GENR945 |  |  |  | Aug 5 2014 2:33PM
San Jose | San Jose -> WTSR -> ROW-B-2 -> B-2-6 | B-2-6 | RU#32 | blanking panel |  | APC | NetShelter | AR8101BLK-3U | APCC280 |  |  |  | Aug 19 2014 6:31PM
San Jose | San Jose -> WTSR -> ROW-B-2 -> B-2-6 | B-2-6 | RU#24 | blanking panel |  | APC | NetShelter | AR8101BLK-8U | APC972 |  |  |  | Aug 19 2014 6:31PM
San Jose | San Jose -> WTSR -> ROW-B-2 -> B-2-6 | B-2-6 | RU#16 | blanking panel |  | APC | NetShelter | AR8101BLK-8U | APC972 |  |  |  | Aug 19 2014 6:31PM
San Jose | San Jose -> WTSR -> ROW-B-2 -> B-2-6 | B-2-6 | RU#15 | shelf |  | Generic Equipment Set | Shelf | 23 Inch 1U Shelf | GENR945 |  |  |  | Aug 5 2014 2:33PM
San Jose | San Jose -> WTSR -> ROW-B-2 -> B-2-6 | B-2-6 | RU#13 | blanking panel |  | APC | NetShelter | AR8101BLK-2U | APC970 |  |  |  | Aug 19 2014 6:31PM
San Jose | San Jose -> WTSR -> ROW-B-2 -> B-2-7 | B-2-7 | RU#08 | blanking panel |  | APC | NetShelter | AR8101BLK-2U | APC970 |  |  |  | Aug 5 2014 2:34PM
San Jose | San Jose -> WTSR -> ROW-B-2 -> B-2-7 | B-2-7 | RU#06 | blanking panel |  | APC | NetShelter | AR8101BLK-2U | APC970 |  |  |  | Aug 5 2014 2:33PM
San Jose | San Jose -> WTSR -> ROW-B-2 -> B-2-7 | B-2-7 | RU#04 | blanking panel |  | APC | NetShelter | AR8101BLK-2U | APC970 |  |  |  | Aug 5 2014 2:33PM
San Jose | San Jose -> WTSR -> ROW-B-2 -> B-2-7 | B-2-7 | RU#02 | blanking panel |  | APC | NetShelter | AR8101BLK-2U | APC970 |  |  |  | Aug 5 2014 2:33PM
San Jose | San Jose -> WTSR -> ROW-B-2 -> B-2-7 | B-2-7 | RU#01 | blanking panel |  | APC | NetShelter | AR8101BLK-1U | APC969 |  |  |  | Aug 5 2014 2:33PM
San Jose | San Jose -> WTSR -> ROW-B-2 -> B-2-7 | B-2-7 | RU#45 | blanking panel |  | APC | NetShelter | AR8101BLK-1U | APC969 |  |  |  | Aug 5 2014 2:35PM
San Jose | San Jose -> WTSR -> ROW-B-2 -> B-2-7 | B-2-7 | RU#43 | blanking panel |  | Generic Equipment Set | Panel | Blank 2U Panel | GENR260 |  |  |  | Aug 5 2014 2:35PM
San Jose | San Jose -> WTSR -> ROW-B-2 -> B-2-7 | B-2-7 | RU#42 | patch panel |  | Generic Equipment Set | Patch Panel | 1U 24-Port RJ45 Patch Panel | GENR976 |  |  |  | Aug 5 2014 2:35PM
San Jose | San Jose -> WTSR -> ROW-B-2 -> B-2-7 | B-2-7 | RU#41 | patch panel |  | Generic Equipment Set | Patch Panel | 1U 24-Port RJ45 Patch Panel | GENR976 |  |  |  | Aug 5 2014 2:35PM
San Jose | San Jose -> WTSR -> ROW-B-2 -> B-2-7 | B-2-7 | RU#39 | blanking panel |  | Generic Equipment Set | Panel | Blank 2U Panel | GENR260 |  |  |  | Aug 5 2014 2:35PM
San Jose | San Jose -> WTSR -> ROW-B-2 -> B-2-7 | B-2-7 | RU#38 | patch panel |  | Generic Equipment Set | Patch Panel | 1U 24-Port RJ45 Patch Panel | GENR976 |  |  |  | Aug 5 2014 2:34PM
San Jose | San Jose -> WTSR -> ROW-B-2 -> B-2-7 | B-2-7 | RU#37 | patch panel |  | Generic Equipment Set | Patch Panel | 1U 24-Port RJ45 Patch Panel | GENR976 |  |  |  | Aug 5 2014 2:34PM
San Jose | San Jose -> WTSR -> ROW-B-2 -> B-2-7 | B-2-7 | RU#35 | blanking panel |  | APC | NetShelter | AR8101BLK-2U | APC970 |  |  |  | Aug 5 2014 2:34PM
San Jose | San Jose -> WTSR -> ROW-B-2 -> B-2-7 | B-2-7 | RU#33 | blanking panel |  | APC | NetShelter | AR8101BLK-2U | APC970 |  |  |  | Aug 5 2014 2:34PM
San Jose | San Jose -> WTSR -> ROW-B-2 -> B-2-7 | B-2-7 | RU#32 | SJCWSG08 | Security Services | Websense | Web Security | Websense V10000 G2 | WEBS001 | 903DY12 |  | c=192.150.11.204, p1=192.150.11.221, p2=192.150.11.227 | Feb 6 2015 3:47PM
San Jose | San Jose -> WTSR -> ROW-B-2 -> B-2-7 | B-2-7 | RU#31 | blanking panel |  | APC | NetShelter | AR8101BLK-1U | APC969 |  |  |  | Feb 6 2015 3:47PM
San Jose | San Jose -> WTSR -> ROW-B-2 -> B-2-7 | B-2-7 | RU#29 | blanking panel |  | APC | NetShelter | AR8101BLK-2U | APC970 |  |  |  | Aug 5 2014 2:34PM
San Jose | San Jose -> WTSR -> ROW-B-2 -> B-2-7 | B-2-7 | RU#28 | shelf |  | Generic Equipment Set | Shelf | 19 Inch 1U Shelf | GENR944 |  |  |  | Aug 5 2014 2:34PM
San Jose | San Jose -> WTSR -> ROW-B-2 -> B-2-7 | B-2-7 | RU#26 | blanking panel |  | APC | NetShelter | AR8101BLK-2U | APC970 |  |  |  | Aug 5 2014 2:34PM
San Jose | San Jose -> WTSR -> ROW-B-2 -> B-2-7 | B-2-7 | RU#24 | blanking panel |  | APC | NetShelter | AR8101BLK-2U | APC970 |  |  |  | Aug 5 2014 2:34PM
San Jose | San Jose -> WTSR -> ROW-B-2 -> B-2-7 | B-2-7 | RU#23 | SJCEML01 | Security Services | Websense | Web Security | Websense V10000 G2 | WEBS001 | 5GMM8R1 |  | 153.32.1.129 | Aug 5 2014 2:34PM
San Jose | San Jose -> WTSR -> ROW-B-2 -> B-2-7 | B-2-7 | RU#22 | SJCEML02 | Security Services | Websense | Web Security | Websense V10000 G2 | WEBS001 | 9XML8R1 |  | 153.32.1.130 | Aug 5 2014 2:34PM
San Jose | San Jose -> WTSR -> ROW-B-2 -> B-2-7 | B-2-7 | RU#21 | PDU |  | Generic Equipment Set | Generic Device | RM 10 Outlets | GENC016 |  |  |  | Aug 5 2014 2:34PM
San Jose | San Jose -> WTSR -> ROW-B-2 -> B-2-7 | B-2-7 | RU#19 | blanking panel |  | APC | NetShelter | AR8101BLK-2U | APC970 |  |  |  | Aug 5 2014 2:34PM
San Jose | San Jose -> WTSR -> ROW-B-2 -> B-2-7 | B-2-7 | RU#18 | blanking panel |  | APC | NetShelter | AR8101BLK-1U | APC969 |  |  |  | Aug 5 2014 2:34PM
San Jose | San Jose -> WTSR -> ROW-B-2 -> B-2-7 | B-2-7 | RU#17 | shelf |  | Generic Equipment Set | Shelf | 19 Inch 1U Shelf | GENR944 |  |  |  | Aug 5 2014 2:34PM
San Jose | San Jose -> WTSR -> ROW-B-2 -> B-2-7 | B-2-7 | RU#15 | blanking panel |  | APC | NetShelter | AR8101BLK-2U | APC970 |  |  |  | Aug 5 2014 2:34PM
San Jose | San Jose -> WTSR -> ROW-B-2 -> B-2-7 | B-2-7 | RU#14 | blanking panel |  | APC | NetShelter | AR8101BLK-1U | APC969 |  |  |  | Aug 5 2014 2:34PM
San Jose | San Jose -> WTSR -> ROW-B-2 -> B-2-7 | B-2-7 | RU#12 | blanking panel |  | APC | NetShelter | AR8101BLK-2U | APC970 |  |  |  | Aug 5 2014 2:34PM
San Jose | San Jose -> WTSR -> ROW-B-2 -> B-2-7 | B-2-7 | RU#10 | blanking panel |  | APC | NetShelter | AR8101BLK-2U | APC970 |  |  |  | Aug 5 2014 2:34PM
San Jose | San Jose -> WTSR -> ROW-B-2 -> B-2-8 | B-2-8 | RU#08 | blanking panel |  | APC | NetShelter | AR8101BLK-2U | APC970 |  |  |  | Aug 5 2014 2:35PM
San Jose | San Jose -> WTSR -> ROW-B-2 -> B-2-8 | B-2-8 | RU#06 | blanking panel |  | APC | NetShelter | AR8101BLK-2U | APC970 |  |  |  | Aug 5 2014 2:35PM
San Jose | San Jose -> WTSR -> ROW-B-2 -> B-2-8 | B-2-8 | RU#04 | blanking panel |  | APC | NetShelter | AR8101BLK-2U | APC970 |  |  |  | Aug 5 2014 2:35PM
San Jose | San Jose -> WTSR -> ROW-B-2 -> B-2-8 | B-2-8 | RU#02 | blanking panel |  | APC | NetShelter | AR8101BLK-2U | APC970 |  |  |  | Aug 5 2014 2:35PM
San Jose | San Jose -> WTSR -> ROW-B-2 -> B-2-8 | B-2-8 | RU#01 | blanking panel |  | APC | NetShelter | AR8101BLK-1U | APC969 |  |  |  | Aug 5 2014 2:35PM
San Jose | San Jose -> WTSR -> ROW-B-2 -> B-2-8 | B-2-8 | RU#45 | blanking panel |  | APC | NetShelter | AR8101BLK-1U | APC969 |  |  |  | Aug 5 2014 2:37PM
San Jose | San Jose -> WTSR -> ROW-B-2 -> B-2-8 | B-2-8 | RU#44 | blanking panel |  | APC | NetShelter | AR8101BLK-1U | APC969 |  |  |  | Aug 5 2014 2:37PM
San Jose | San Jose -> WTSR -> ROW-B-2 -> B-2-8 | B-2-8 | RU#43 | blanking panel |  | APC | NetShelter | AR8101BLK-1U | APC969 |  |  |  | Aug 5 2014 2:37PM
San Jose | San Jose -> WTSR -> ROW-B-2 -> B-2-8 | B-2-8 | RU#42 | SJW-WIRESHARK | NETWORK SERVICES | Hewlett-Packard | ProLiant | DL360 G7 | HEPK293 | MXQ2120C84 | 3116459 | 10.0.4.65 | Aug 5 2014 2:37PM
San Jose | San Jose -> WTSR -> ROW-B-2 -> B-2-8 | B-2-8 | RU#41 | DFWSAV-WIRESHARK | NETWORK SERVICES | Hewlett-Packard | ProLiant | DL360 G7 | HEPK293 | MXQ2120C89 | 3116458 | 10.116.6.26 | Aug 5 2014 2:37PM
San Jose | San Jose -> WTSR -> ROW-B-2 -> B-2-8 | B-2-8 | RU#40 | blanking panel |  | APC | NetShelter | AR8101BLK-1U | APC969 |  |  |  | Aug 5 2014 2:36PM
San Jose | San Jose -> WTSR -> ROW-B-2 -> B-2-8 | B-2-8 | RU#38 | blanking panel |  | APC | NetShelter | AR8101BLK-2U | APC970 |  |  |  | Aug 5 2014 2:36PM
San Jose | San Jose -> WTSR -> ROW-B-2 -> B-2-8 | B-2-8 | RU#36 | blanking panel |  | APC | NetShelter | AR8101BLK-2U | APC970 |  |  |  | Aug 5 2014 2:36PM
San Jose | San Jose -> WTSR -> ROW-B-2 -> B-2-8 | B-2-8 | RU#34 | blanking panel |  | APC | NetShelter | AR8101BLK-2U | APC970 |  |  |  | Aug 5 2014 2:36PM
San Jose | San Jose -> WTSR -> ROW-B-2 -> B-2-8 | B-2-8 | RU#32 | blanking panel |  | APC | NetShelter | AR8101BLK-2U | APC970 |  |  |  | Aug 5 2014 2:36PM
San Jose | San Jose -> WTSR -> ROW-B-2 -> B-2-8 | B-2-8 | RU#30 | blanking panel |  | APC | NetShelter | AR8101BLK-2U | APC970 |  |  |  | Aug 5 2014 2:36PM
San Jose | San Jose -> WTSR -> ROW-B-2 -> B-2-8 | B-2-8 | RU#29 | PDU |  | Generic Equipment Set | Generic Device | RM 10 Outlets | GENC016 |  |  |  | Aug 5 2014 2:36PM
San Jose | San Jose -> WTSR -> ROW-B-2 -> B-2-8 | B-2-8 | RU#28 | blanking panel |  | APC | NetShelter | AR8101BLK-1U | APC969 |  |  |  | Aug 5 2014 2:36PM
San Jose | San Jose -> WTSR -> ROW-B-2 -> B-2-8 | B-2-8 | RU#26 | blanking panel |  | APC | NetShelter | AR8101BLK-2U | APC970 |  |  |  | Aug 5 2014 2:36PM
San Jose | San Jose -> WTSR -> ROW-B-2 -> B-2-8 | B-2-8 | RU#25 | blanking panel |  | APC | NetShelter | AR8101BLK-1U | APC969 |  |  |  | Feb 6 2015 3:49PM
San Jose | San Jose -> WTSR -> ROW-B-2 -> B-2-8 | B-2-8 | RU#24 | SJCWSG09 | Security Services | Websense | Web Security | Websense V10000 G2 | WEBS001 | 905GY12 |  | c=192.150.11.229, p1=192.150.11.235, p2=192.150.11.236 | Feb 6 2015 3:49PM
San Jose | San Jose -> WTSR -> ROW-B-2 -> B-2-8 | B-2-8 | RU#22 | blanking panel |  | APC | NetShelter | AR8101BLK-2U | APC970 |  |  |  | Feb 6 2015 3:49PM
San Jose | San Jose -> WTSR -> ROW-B-2 -> B-2-8 | B-2-8 | RU#21 | blanking panel |  | APC | NetShelter | AR8101BLK-1U | APC969 |  |  |  | Aug 5 2014 2:36PM
San Jose | San Jose -> WTSR -> ROW-B-2 -> B-2-8 | B-2-8 | RU#20 | blanking panel |  | APC | NetShelter | AR8101BLK-1U | APC969 |  |  |  | Aug 5 2014 2:36PM
San Jose | San Jose -> WTSR -> ROW-B-2 -> B-2-8 | B-2-8 | RU#19 | blanking panel |  | APC | NetShelter | AR8101BLK-1U | APC969 |  |  |  | Aug 5 2014 2:36PM
San Jose | San Jose -> WTSR -> ROW-B-2 -> B-2-8 | B-2-8 | RU#18 | SJNSM2 | NETWORK SERVICES | Hewlett-Packard | ProLiant | DL360 G7 | HEPK293 | MXQ2270BLT | 3117632 | 153.32.1.180 | Aug 5 2014 2:36PM
San Jose | San Jose -> WTSR -> ROW-B-2 -> B-2-8 | B-2-8 | RU#16 | blanking panel |  | APC | NetShelter | AR8101BLK-2U | APC970 |  |  |  | Aug 5 2014 2:35PM
San Jose | San Jose -> WTSR -> ROW-B-2 -> B-2-8 | B-2-8 | RU#14 | blanking panel |  | APC | NetShelter | AR8101BLK-2U | APC970 |  |  |  | Aug 5 2014 2:35PM
San Jose | San Jose -> WTSR -> ROW-B-2 -> B-2-8 | B-2-8 | RU#13 | blanking panel |  | APC | NetShelter | AR8101BLK-1U | APC969 |  |  |  | Nov 25 2014 11:56AM
San Jose | San Jose -> WTSR -> ROW-B-2 -> B-2-8 | B-2-8 | RU#12 | shelf |  | Generic Equipment Set | Shelf | 19 Inch 1U Shelf | GENR944 |  |  |  | Aug 5 2014 2:35PM
San Jose | San Jose -> WTSR -> ROW-B-2 -> B-2-8 | B-2-8 | RU#10 | blanking panel |  | APC | NetShelter | AR8101BLK-2U | APC970 |  |  |  | Aug 5 2014 2:35PM
San Jose | San Jose -> WTSR -> ROW-B-2 -> B-2-9 | B-2-9 | RU#06 | blanking panel |  | APC | NetShelter | AR8101BLK-8U | APC972 |  |  |  | Aug 19 2014 6:53PM
San Jose | San Jose -> WTSR -> ROW-B-2 -> B-2-9 | B-2-9 | RU#05 | shelf |  | Generic Equipment Set | Shelf | 23 Inch 1U Shelf | GENR945 |  |  |  | Aug 5 2014 2:37PM
San Jose | San Jose -> WTSR -> ROW-B-2 -> B-2-9 | B-2-9 | RU#03 | blanking panel |  | APC | NetShelter | AR8101BLK-2U | APC970 |  |  |  | Aug 19 2014 6:53PM
San Jose | San Jose -> WTSR -> ROW-B-2 -> B-2-9 | B-2-9 | RU#02 | shelf |  | Generic Equipment Set | Shelf | 23 Inch 1U Shelf | GENR945 |  |  |  | Aug 5 2014 2:37PM
San Jose | San Jose -> WTSR -> ROW-B-2 -> B-2-9 | B-2-9 | RU#01 | blanking panel |  | APC | NetShelter | AR8101BLK-1U | APC969 |  |  |  | Aug 19 2014 6:53PM
San Jose | San Jose -> WTSR -> ROW-B-2 -> B-2-9 | B-2-9 | RU#44 | blanking panel |  | APC | NetShelter | AR8101BLK-2U | APC970 |  |  |  | Aug 19 2014 6:53PM
San Jose | San Jose -> WTSR -> ROW-B-2 -> B-2-9 | B-2-9 | RU#43 | CONWEST8 | DATA CENTER OPERATIONS | Cyclades | AlterPath | ACS48 | CYCL017 | ATP067025 |  | 153.32.14.180 | Aug 5 2014 2:37PM
San Jose | San Jose -> WTSR -> ROW-B-2 -> B-2-9 | B-2-9 | RU#41 | blanking panel |  | APC | NetShelter | AR8101BLK-2U | APC970 |  |  |  | Aug 19 2014 6:53PM
San Jose | San Jose -> WTSR -> ROW-B-2 -> B-2-9 | B-2-9 | RU#37 | Blanking Panel |  | APC | NetShelter | AR8101BLK-4U | APC971 |  |  |  | Nov 10 2015 2:22PM
San Jose | San Jose -> WTSR -> ROW-B-2 -> B-2-9 | B-2-9 | RU#33 | Blanking Panel |  | APC | NetShelter | AR8101BLK-4U | APC971 |  |  |  | Nov 10 2015 2:22PM
San Jose | San Jose -> WTSR -> ROW-B-2 -> B-2-9 | B-2-9 | RU#32 | shelf |  | Generic Equipment Set | Shelf | 23 Inch 1U Shelf | GENR945 |  |  |  | Aug 5 2014 2:37PM
San Jose | San Jose -> WTSR -> ROW-B-2 -> B-2-9 | B-2-9 | RU#30 | blanking panel |  | APC | NetShelter | AR8101BLK-2U | APC970 |  |  |  | Aug 19 2014 6:53PM
San Jose | San Jose -> WTSR -> ROW-B-2 -> B-2-9 | B-2-9 | RU#26 | blanking panel |  | APC | NetShelter | AR8101BLK-4U | APC971 |  |  |  | Aug 19 2014 6:53PM
San Jose | San Jose -> WTSR -> ROW-B-2 -> B-2-9 | B-2-9 | RU#24 | Blanking Panel |  | APC | NetShelter | AR8101BLK-2U | APC970 |  |  |  | Sep 16 2015 5:02PM
San Jose | San Jose -> WTSR -> ROW-B-2 -> B-2-9 | B-2-9 | RU#20 | Blanking Panel |  | APC | NetShelter | AR8101BLK-4U | APC971 |  |  |  | Sep 16 2015 5:02PM
San Jose | San Jose -> WTSR -> ROW-B-2 -> B-2-9 | B-2-9 | RU#18 | SJC-NTAP-B |  | Super Micro Computer | SuperServer 2000 Series | SYS-2028U-TR | SUPM666 | ML153KG007 |  |  | Sep 16 2015 5:02PM
San Jose | San Jose -> WTSR -> ROW-B-2 -> B-2-9 | B-2-9 | RU#17 | shelf |  | Generic Equipment Set | Shelf | 23 Inch 1U Shelf | GENR945 |  |  |  | Aug 5 2014 2:37PM
San Jose | San Jose -> WTSR -> ROW-B-2 -> B-2-9 | B-2-9 | RU#14 | blanking panel |  | APC | NetShelter | AR8101BLK-3U | APCC280 |  |  |  | Aug 19 2014 6:53PM
San Jose | San Jose -> WTSR -> ROW-C-1 -> C-1-1 | C-1-1 | RU#09 | blanking panel |  | APC | NetShelter | AR8101BLK-3U | APCC280 |  |  |  | Aug 19 2014 7:15PM
San Jose | San Jose -> WTSR -> ROW-C-1 -> C-1-1 | C-1-1 | RU#01 | blanking panel |  | APC | NetShelter | AR8101BLK-8U | APC972 |  |  |  | Aug 19 2014 7:15PM
San Jose | San Jose -> WTSR -> ROW-C-1 -> C-1-1 | C-1-1 | RU#45 | blanking panel |  | APC | NetShelter | AR8101BLK-1U | APC969 |  |  |  | Aug 19 2014 7:15PM
San Jose | San Jose -> WTSR -> ROW-C-1 -> C-1-1 | C-1-1 | RU#41 | blanking panel |  | APC | NetShelter | AR8101BLK-4U | APC971 |  |  |  | Aug 19 2014 7:15PM
San Jose | San Jose -> WTSR -> ROW-C-1 -> C-1-1 | C-1-1 | RU#40 | SJF1SW09 | STORAGE SERVICES | Brocade Communications Systems | SilkWorm | SilkWorm 4100 | BROC022 | LX060022085 |  |  | Aug 5 2014 2:38PM
San Jose | San Jose -> WTSR -> ROW-C-1 -> C-1-1 | C-1-1 | RU#36 | blanking panel |  | APC | NetShelter | AR8101BLK-4U | APC971 |  |  |  | Aug 19 2014 7:15PM
San Jose | San Jose -> WTSR -> ROW-C-1 -> C-1-1 | C-1-1 | RU#35 | PDU | DATA CENTER OPERATIONS | Leviton Voice and Data | RDP Series | RDP-175 (Closed View) | LEVI651 |  |  |  | Aug 5 2014 2:38PM
San Jose | San Jose -> WTSR -> ROW-C-1 -> C-1-1 | C-1-1 | RU#31 | blanking panel |  | APC | NetShelter | AR8101BLK-4U | APC971 |  |  |  | Aug 19 2014 7:15PM
San Jose | San Jose -> WTSR -> ROW-C-1 -> C-1-1 | C-1-1 | RU#29 | monitor/keyboard |  | Hewlett-Packard | Flat Panel | TFT5010R (Closed View) | HP965 |  |  |  | Aug 5 2014 2:38PM
San Jose | San Jose -> WTSR -> ROW-C-1 -> C-1-1 | C-1-1 | RU#25 | blanking panel |  | APC | NetShelter | AR8101BLK-4U | APC971 |  |  |  | Aug 19 2014 7:15PM
San Jose | San Jose -> WTSR -> ROW-C-1 -> C-1-1 | C-1-1 | RU#24 | monitor/keyboard |  | Hewlett-Packard | Flat Panel | AG052A | HEPA652 |  |  |  | Aug 5 2014 2:38PM
San Jose | San Jose -> WTSR -> ROW-C-1 -> C-1-1 | C-1-1 | RU#21 | blanking panel |  | APC | NetShelter | AR8101BLK-3U | APCC280 |  |  |  | Aug 19 2014 7:15PM
San Jose | San Jose -> WTSR -> ROW-C-1 -> C-1-1 | C-1-1 | RU#13 | blanking panel |  | APC | NetShelter | AR8101BLK-8U | APC972 |  |  |  | Aug 19 2014 7:15PM
San Jose | San Jose -> WTSR -> ROW-C-1 -> C-1-1 | C-1-1 | RU#12 | shelf |  | Generic Equipment Set | Shelf | 19 Inch 1U Shelf | GENR944 |  |  |  | Aug 5 2014 2:37PM
San Jose | San Jose -> WTSR -> ROW-C-1 -> C-1-2 | C-1-2 | RU#09 | blanking panel |  | APC | NetShelter | AR8101BLK-8U | APC972 |  |  |  | Aug 19 2014 7:21PM
San Jose | San Jose -> WTSR -> ROW-C-1 -> C-1-2 | C-1-2 | RU#01 | blanking panel |  | APC | NetShelter | AR8101BLK-8U | APC972 |  |  |  | Aug 19 2014 7:21PM
San Jose | San Jose -> WTSR -> ROW-C-1 -> C-1-2 | C-1-2 | RU#45 | blanking panel |  | APC | NetShelter | AR8101BLK-1U | APC969 |  |  |  | Aug 19 2014 7:21PM
San Jose | San Jose -> WTSR -> ROW-C-1 -> C-1-2 | C-1-2 | RU#43 | blanking panel |  | Generic Equipment Set | Panel | Blank 2U Panel | GENR260 |  |  |  | Aug 5 2014 2:38PM
San Jose | San Jose -> WTSR -> ROW-C-1 -> C-1-2 | C-1-2 | RU#41 | patch panel |  | Panduit | Data-Patch | DP48584TV25 | PAND217 |  |  |  | Aug 5 2014 2:38PM
San Jose | San Jose -> WTSR -> ROW-C-1 -> C-1-2 | C-1-2 | RU#39 | blanking panel |  | Generic Equipment Set | Panel | Blank 2U Panel | GENR260 |  |  |  | Aug 5 2014 2:38PM
San Jose | San Jose -> WTSR -> ROW-C-1 -> C-1-2 | C-1-2 | RU#37 | patch panel |  | Panduit | Data-Patch | DP48584TV25 | PAND217 |  |  |  | Aug 5 2014 2:38PM
San Jose | San Jose -> WTSR -> ROW-C-1 -> C-1-2 | C-1-2 | RU#35 | blanking panel |  | Generic Equipment Set | Panel | Blank 2U Panel | GENR260 |  |  |  | Aug 5 2014 2:38PM
San Jose | San Jose -> WTSR -> ROW-C-1 -> C-1-2 | C-1-2 | RU#34 | PDU2 |  | Leviton Voice and Data | RDP Series | RDP-175 (Closed View) | LEVI651 |  |  |  | Aug 5 2014 2:38PM
San Jose | San Jose -> WTSR -> ROW-C-1 -> C-1-2 | C-1-2 | RU#33 | PDU1 |  | Leviton Voice and Data | RDP Series | RDP-175 (Closed View) | LEVI651 |  |  |  | Aug 5 2014 2:38PM
San Jose | San Jose -> WTSR -> ROW-C-1 -> C-1-2 | C-1-2 | RU#25 | blanking panel |  | APC | NetShelter | AR8101BLK-8U | APC972 |  |  |  | Aug 19 2014 7:21PM
San Jose | San Jose -> WTSR -> ROW-C-1 -> C-1-2 | C-1-2 | RU#17 | blanking panel |  | APC | NetShelter | AR8101BLK-8U | APC972 |  |  |  | Aug 19 2014 7:21PM
San Jose | San Jose -> WTSR -> ROW-C-1 -> C-1-3 | C-1-3 | RU#09 | blanking panel |  | APC | NetShelter | AR8101BLK-8U | APC972 |  |  |  | Aug 5 2014 2:38PM
San Jose | San Jose -> WTSR -> ROW-C-1 -> C-1-3 | C-1-3 | RU#01 | blanking panel |  | APC | NetShelter | AR8101BLK-8U | APC972 |  |  |  | Aug 5 2014 2:38PM
San Jose | San Jose -> WTSR -> ROW-C-1 -> C-1-3 | C-1-3 | RU#45 | blanking panel |  | APC | NetShelter | AR8101BLK-1U | APC969 |  |  |  | Aug 5 2014 2:39PM
San Jose | San Jose -> WTSR -> ROW-C-1 -> C-1-3 | C-1-3 | RU#44 | KVMWEST6 | DATA CENTER OPERATIONS | Raritan Computer | Dominion KX | KX432 Rackmount | RCI144 | HK3EB00277 |  | 10.0.8.69 | Aug 5 2014 2:39PM
San Jose | San Jose -> WTSR -> ROW-C-1 -> C-1-3 | C-1-3 | RU#43 | blanking panel |  | APC | NetShelter | AR8101BLK-1U | APC969 |  |  |  | Aug 5 2014 2:39PM
San Jose | San Jose -> WTSR -> ROW-C-1 -> C-1-3 | C-1-3 | RU#35 | blanking panel |  | APC | NetShelter | AR8101BLK-8U | APC972 |  |  |  | Aug 5 2014 2:39PM
San Jose | San Jose -> WTSR -> ROW-C-1 -> C-1-3 | C-1-3 | RU#34 | patch panel |  | Generic Equipment Set | Patch Panel | 1U 24-Port Fiber Patch Panel | GENR971 |  |  |  | Aug 5 2014 2:39PM
San Jose | San Jose -> WTSR -> ROW-C-1 -> C-1-3 | C-1-3 | RU#30 | blanking panel |  | APC | NetShelter | AR8101BLK-4U | APC971 |  |  |  | Aug 5 2014 2:39PM
San Jose | San Jose -> WTSR -> ROW-C-1 -> C-1-3 | C-1-3 | RU#29 | PDU1 | DATA CENTER OPERATIONS | Leviton Voice and Data | RDP Series | RDP-175 (Closed View) | LEVI651 |  |  |  | Aug 5 2014 2:39PM
San Jose | San Jose -> WTSR -> ROW-C-1 -> C-1-3 | C-1-3 | RU#28 | PDU2 | DATA CENTER OPERATIONS | Leviton Voice and Data | RDP Series | RDP-175 (Closed View) | LEVI651 |  |  |  | Aug 5 2014 2:39PM
San Jose | San Jose -> WTSR -> ROW-C-1 -> C-1-3 | C-1-3 | RU#27 | blanking panel |  | APC | NetShelter | AR8101BLK-1U | APC969 |  |  |  | Aug 5 2014 2:39PM
San Jose | San Jose -> WTSR -> ROW-C-1 -> C-1-3 | C-1-3 | RU#25 | blanking panel |  | APC | NetShelter | AR8101BLK-2U | APC970 |  |  |  | Aug 5 2014 2:39PM
San Jose | San Jose -> WTSR -> ROW-C-1 -> C-1-3 | C-1-3 | RU#17 | blanking panel |  | APC | NetShelter | AR8101BLK-8U | APC972 |  |  |  | Aug 5 2014 2:39PM
San Jose | San Jose -> WTSR -> ROW-C-1 -> C-1-4 | C-1-4 | RU#09 | blanking panel |  | APC | NetShelter | AR8101BLK-2U | APC970 |  |  |  | Aug 5 2014 2:40PM
San Jose | San Jose -> WTSR -> ROW-C-1 -> C-1-4 | C-1-4 | RU#07 | blanking panel |  | APC | NetShelter | AR8101BLK-2U | APC970 |  |  |  | Aug 5 2014 2:39PM
San Jose | San Jose -> WTSR -> ROW-C-1 -> C-1-4 | C-1-4 | RU#05 | blanking panel |  | APC | NetShelter | AR8101BLK-2U | APC970 |  |  |  | Aug 5 2014 2:39PM
San Jose | San Jose -> WTSR -> ROW-C-1 -> C-1-4 | C-1-4 | RU#03 | blanking panel |  | APC | NetShelter | AR8101BLK-2U | APC970 |  |  |  | Aug 5 2014 2:39PM
San Jose | San Jose -> WTSR -> ROW-C-1 -> C-1-4 | C-1-4 | RU#01 | blanking panel |  | APC | NetShelter | AR8101BLK-2U | APC970 |  |  |  | Aug 5 2014 2:39PM
San Jose | San Jose -> WTSR -> ROW-C-1 -> C-1-4 | C-1-4 | RU#45 | cable manager |  | Generic Patch Panel Icons | Generic Patch Panel | 1U Cable Manager | PP195 |  |  |  | Aug 5 2014 2:42PM
San Jose | San Jose -> WTSR -> ROW-C-1 -> C-1-4 | C-1-4 | RU#44 | SNJSWSR-C1-10G-FEX101 (REAR) | NETWORK SERVICES | Cisco Systems | Nexus 2000 Series | N2K-C2232PP-10GE | CISY951 | SSI171907K1 | NA | NA | Aug 5 2014 2:42PM
San Jose | San Jose -> WTSR -> ROW-C-1 -> C-1-4 | C-1-4 | RU#43 | cable manager |  | Generic Patch Panel Icons | Generic Patch Panel | 1U Cable Manager | PP195 |  |  |  | Aug 5 2014 2:41PM
San Jose | San Jose -> WTSR -> ROW-C-1 -> C-1-4 | C-1-4 | RU#42 | SNJSWSR-C1-1G-FEX121 (REAR) | NETWORK SERVICES | Cisco Systems | Nexus 2000 Series | N2K-C2248TP-E | CSCY902 | FOX1724GZJ4 | NA | NA | Aug 5 2014 2:41PM
San Jose | San Jose -> WTSR -> ROW-C-1 -> C-1-4 | C-1-4 | RU#41 | cable manager |  | Generic Patch Panel Icons | Generic Patch Panel | 1U Cable Manager | PP195 |  |  |  | Aug 5 2014 2:41PM
San Jose | San Jose -> WTSR -> ROW-C-1 -> C-1-4 | C-1-4 | RU#40 | SNJSWSR-C1-ADMSA (REAR) | NETWORK SERVICES | Cisco Systems | Catalyst 2960 | WS-C2960S-48LPS-L | CSCY002 | FOC1723Z385 | NA | NA | Aug 5 2014 2:41PM
San Jose | San Jose -> WTSR -> ROW-C-1 -> C-1-4 | C-1-4 | RU#39 | cable manager |  | Generic Patch Panel Icons | Generic Patch Panel | 1U Cable Manager | PP195 |  |  |  | Aug 5 2014 2:41PM
San Jose | San Jose -> WTSR -> ROW-C-1 -> C-1-4 | C-1-4 | RU#37 | blanking panel |  | APC | NetShelter | AR8101BLK-2U | APC970 |  |  |  | Aug 5 2014 2:41PM
San Jose | San Jose -> WTSR -> ROW-C-1 -> C-1-4 | C-1-4 | RU#35 | blanking panel |  | APC | NetShelter | AR8101BLK-2U | APC970 |  |  |  | Aug 5 2014 2:41PM
San Jose | San Jose -> WTSR -> ROW-C-1 -> C-1-4 | C-1-4 | RU#33 | blanking panel |  | APC | NetShelter | AR8101BLK-2U | APC970 |  |  |  | Aug 5 2014 2:41PM
San Jose | San Jose -> WTSR -> ROW-C-1 -> C-1-4 | C-1-4 | RU#31 | VIDEOBRIDGE (OFF 10/28/2011) |  | Hewlett-Packard | ProLiant | DL380 G3 | HP256 | EA12LDN722 |  | 153.32.14.157 | Aug 5 2014 2:40PM
San Jose | San Jose -> WTSR -> ROW-C-1 -> C-1-4 | C-1-4 | RU#29 | FE2 | MESSAGING SERVICES | Hewlett-Packard | ProLiant | DL380 G4 | HEPA156 | USE523A2A6 |  | 10.0.8.92, ilo=10.0.20.92 | Jul 23 2014 6:29PM
San Jose | San Jose -> WTSR -> ROW-C-1 -> C-1-4 | C-1-4 | RU#28 | NACAS03 | MESSAGING SERVICES | Hewlett-Packard | ProLiant | DL 360 G5 | HEPA599 | MXQ74004FW |  | 10.0.8.91, heartbeat=192.168.168.23 | Jul 23 2014 6:56PM
San Jose | San Jose -> WTSR -> ROW-C-1 -> C-1-4 | C-1-4 | RU#27 | blanking panel |  | APC | NetShelter | AR8101BLK-1U | APC969 |  |  |  | Jun 12 2015 12:40PM
San Jose | San Jose -> WTSR -> ROW-C-1 -> C-1-4 | C-1-4 | RU#25 | blanking panel |  | APC | NetShelter | AR8101BLK-2U | APC970 |  |  |  | Aug 5 2014 2:40PM
San Jose | San Jose -> WTSR -> ROW-C-1 -> C-1-4 | C-1-4 | RU#24 | shelf |  | Generic Equipment Set | Shelf | 19 Inch 1U Shelf | GENR944 |  |  |  | Aug 5 2014 2:40PM
San Jose | San Jose -> WTSR -> ROW-C-1 -> C-1-4 | C-1-4 | RU#22 | blanking panel |  | APC | NetShelter | AR8101BLK-2U | APC970 |  |  |  | Aug 5 2014 2:40PM
San Jose | San Jose -> WTSR -> ROW-C-1 -> C-1-4 | C-1-4 | RU#21 | monitor/keyboard |  | Hewlett-Packard | Flat Panel | 348373-B21 | HEPA644 |  |  |  | Aug 5 2014 2:40PM
San Jose | San Jose -> WTSR -> ROW-C-1 -> C-1-4 | C-1-4 | RU#20 | monitor/keyboard |  | Hewlett-Packard | Flat Panel | 348373-B21 | HEPA644 |  |  |  | Aug 5 2014 2:40PM
San Jose | San Jose -> WTSR -> ROW-C-1 -> C-1-4 | C-1-4 | RU#19 | monitor/keyboard |  | Hewlett-Packard | Flat Panel | 348373-B21 | HEPA644 |  |  |  | Aug 5 2014 2:40PM
San Jose | San Jose -> WTSR -> ROW-C-1 -> C-1-4 | C-1-4 | RU#17 | blanking panel |  | APC | NetShelter | AR8101BLK-2U | APC970 |  |  |  | Aug 5 2014 2:40PM
San Jose | San Jose -> WTSR -> ROW-C-1 -> C-1-4 | C-1-4 | RU#15 | blanking panel |  | APC | NetShelter | AR8101BLK-2U | APC970 |  |  |  | Aug 5 2014 2:40PM
San Jose | San Jose -> WTSR -> ROW-C-1 -> C-1-4 | C-1-4 | RU#13 | blanking panel |  | APC | NetShelter | AR8101BLK-2U | APC970 |  |  |  | Aug 5 2014 2:40PM
San Jose | San Jose -> WTSR -> ROW-C-1 -> C-1-4 | C-1-4 | RU#11 | blanking panel |  | APC | NetShelter | AR8101BLK-2U | APC970 |  |  |  | Aug 5 2014 2:40PM
San Jose | San Jose -> WTSR -> ROW-C-1 -> C-1-5 | C-1-5 | RU#09 | blanking panel |  | APC | NetShelter | AR8101BLK-8U | APC972 |  |  |  | Aug 19 2014 7:43PM
San Jose | San Jose -> WTSR -> ROW-C-1 -> C-1-5 | C-1-5 | RU#01 | blanking panel |  | APC | NetShelter | AR8101BLK-8U | APC972 |  |  |  | Aug 19 2014 7:43PM
San Jose | San Jose -> WTSR -> ROW-C-1 -> C-1-5 | C-1-5 | RU#45 | NAHUB01 | MESSAGING SERVICES | Hewlett-Packard | ProLiant | DL 360 G5 | HEPA599 | USM727014L |  | 10.0.8.93, hb=192.168.168.21 | Jul 23 2014 6:51PM
San Jose | San Jose -> WTSR -> ROW-C-1 -> C-1-5 | C-1-5 | RU#44 | NAHUB02 | MESSAGING SERVICES | Hewlett-Packard | ProLiant | DL 360 G5 | HEPA599 | USM727014S |  | 10.0.8.94, hb=192.168.168.22 | Jul 23 2014 6:51PM
San Jose | San Jose -> WTSR -> ROW-C-1 -> C-1-5 | C-1-5 | RU#42 | MACTDB | SERVER SERVICES | Hewlett-Packard | ProLiant | DL380 G4 | HEPA156 | 2UX615023J |  | 10.0.8.96, ilo=10.0.20.94 | Jul 23 2014 6:31PM
San Jose | San Jose -> WTSR -> ROW-C-1 -> C-1-5 | C-1-5 | RU#40 | LISTMANAGER | MESSAGING SERVICES | Hewlett-Packard | ProLiant | DL380 G4 | HEPA156 | 2UX60601GK |  | 10.0.8.95, ilo=10.0.20.93 | Jul 23 2014 6:46PM
San Jose | San Jose -> WTSR -> ROW-C-1 -> C-1-5 | C-1-5 | RU#38 | blanking panel |  | APC | NetShelter | AR8101BLK-2U | APC970 |  |  |  | Jul 13 2015 11:16AM
San Jose | San Jose -> WTSR -> ROW-C-1 -> C-1-5 | C-1-5 | RU#30 | blanking panel |  | APC | NetShelter | AR8101BLK-8U | APC972 |  |  |  | Aug 19 2014 7:43PM
San Jose | San Jose -> WTSR -> ROW-C-1 -> C-1-5 | C-1-5 | RU#29 | PDU |  | Leviton Voice and Data | RDP Series | RDP-175 (Closed View) | LEVI651 |  |  |  | Aug 5 2014 2:42PM
San Jose | San Jose -> WTSR -> ROW-C-1 -> C-1-5 | C-1-5 | RU#26 | blanking panel |  | APC | NetShelter | AR8101BLK-3U | APCC280 |  |  |  | Aug 19 2014 7:43PM
San Jose | San Jose -> WTSR -> ROW-C-1 -> C-1-5 | C-1-5 | RU#25 | monitor/keyboard |  | Hewlett-Packard | Flat Panel | 348373-B21 | HEPA644 |  |  |  | Aug 5 2014 2:42PM
San Jose | San Jose -> WTSR -> ROW-C-1 -> C-1-5 | C-1-5 | RU#22 | blanking panel |  | APC | NetShelter | AR8101BLK-3U | APCC280 |  |  |  | Aug 19 2014 7:43PM
San Jose | San Jose -> WTSR -> ROW-C-1 -> C-1-5 | C-1-5 | RU#20 | ROOMVIEW |  | Hewlett-Packard | ProLiant | DL380 G3 | HP256 | D301LDN1D102 |  | 153.32.14.96 | Aug 5 2014 2:42PM
San Jose | San Jose -> WTSR -> ROW-C-1 -> C-1-5 | C-1-5 | RU#17 | blanking panel |  | APC | NetShelter | AR8101BLK-3U | APCC280 |  |  |  | Aug 19 2014 7:43PM
San Jose | San Jose -> WTSR -> ROW-C-2 -> C-2-1 | C-2-1 | RU#07 | blanking panel |  | APC | NetShelter | AR8101BLK-3U | APCC280 |  |  |  | Aug 5 2014 7:17PM
San Jose | San Jose -> WTSR -> ROW-C-2 -> C-2-1 | C-2-1 | RU#03 | blanking panel |  | APC | NetShelter | AR8101BLK-4U | APC971 |  |  |  | Aug 5 2014 7:17PM
San Jose | San Jose -> WTSR -> ROW-C-2 -> C-2-1 | C-2-1 | RU#01 | BARCHETTA |  | Compaq | ProLiant | DL380 G2 | CMPQ158 | D330LDN1K016 |  | 153.32.16.104 | Aug 5 2014 2:42PM
San Jose | San Jose -> WTSR -> ROW-C-2 -> C-2-1 | C-2-1 | RU#42 | blanking panel |  | APC | NetShelter | AR8101BLK-4U | APC971 |  |  |  | Aug 5 2014 7:17PM
San Jose | San Jose -> WTSR -> ROW-C-2 -> C-2-1 | C-2-1 | RU#41 | PDU |  | Generic Equipment Set | Generic Device | RM 10 Outlets | GENC016 |  |  |  | Aug 5 2014 2:43PM
San Jose | San Jose -> WTSR -> ROW-C-2 -> C-2-1 | C-2-1 | RU#40 | blanking panel |  | APC | NetShelter | AR8101BLK-1U | APC969 |  |  |  | Aug 5 2014 7:17PM
San Jose | San Jose -> WTSR -> ROW-C-2 -> C-2-1 | C-2-1 | RU#32 | blanking panel |  | APC | NetShelter | AR8101BLK-8U | APC972 |  |  |  | Aug 5 2014 7:17PM
San Jose | San Jose -> WTSR -> ROW-C-2 -> C-2-1 | C-2-1 | RU#31 | PDU |  | Avocent | OutLook | 1160ES | AVOC011 |  |  |  | Aug 5 2014 2:43PM
San Jose | San Jose -> WTSR -> ROW-C-2 -> C-2-1 | C-2-1 | RU#30 | PDU |  | Avocent | OutLook | 1160ES | AVOC011 |  |  |  | Aug 5 2014 2:43PM
San Jose | San Jose -> WTSR -> ROW-C-2 -> C-2-1 | C-2-1 | RU#29 | Shelf |  | Generic Equipment Set | Shelf | 19 Inch 1U Shelf | GENR944 |  |  |  | Aug 5 2014 2:43PM
San Jose | San Jose -> WTSR -> ROW-C-2 -> C-2-1 | C-2-1 | RU#27 | blanking panel |  | APC | NetShelter | AR8101BLK-2U | APC970 |  |  |  | Aug 5 2014 7:17PM
San Jose | San Jose -> WTSR -> ROW-C-2 -> C-2-1 | C-2-1 | RU#26 | MONITOR/KEYBOARD |  | Hewlett-Packard | Flat Panel | 348373-B21 | HEPA644 |  |  |  | Aug 5 2014 2:43PM
San Jose | San Jose -> WTSR -> ROW-C-2 -> C-2-1 | C-2-1 | RU#25 | Shelf |  | Generic Equipment Set | Shelf | 19 Inch 1U Shelf | GENR944 |  |  |  | Aug 5 2014 2:43PM
San Jose | San Jose -> WTSR -> ROW-C-2 -> C-2-1 | C-2-1 | RU#24 | blanking panel |  | APC | NetShelter | AR8101BLK-1U | APC969 |  |  |  | Aug 5 2014 7:17PM
San Jose | San Jose -> WTSR -> ROW-C-2 -> C-2-1 | C-2-1 | RU#23 | PDU |  | Generic Equipment Set | Generic Device | RM 10 Outlets | GENC016 |  |  |  | Aug 5 2014 2:43PM
San Jose | San Jose -> WTSR -> ROW-C-2 -> C-2-1 | C-2-1 | RU#20 | blanking panel |  | APC | NetShelter | AR8101BLK-3U | APCC280 |  |  |  | Aug 5 2014 7:17PM
San Jose | San Jose -> WTSR -> ROW-C-2 -> C-2-1 | C-2-1 | RU#18 | KOMATSU | SERVER SERVICES | Hewlett-Packard | ProLiant | DL380 G5 | HEPA633 | 2UX71905AZ |  | 153.32.16.175 | Aug 5 2014 2:43PM
San Jose | San Jose -> WTSR -> ROW-C-2 -> C-2-1 | C-2-1 | RU#16 | KOBELCO (OFF 12/5/2013) | SERVER SERVICES | Hewlett-Packard | ProLiant | DL380 G5 | HEPA633 | 2UX71905AV |  | 153.32.16.177 | Aug 5 2014 2:43PM
San Jose | San Jose -> WTSR -> ROW-C-2 -> C-2-1 | C-2-1 | RU#15 | blanking panel |  | APC | NetShelter | AR8101BLK-1U | APC969 |  |  |  | Aug 5 2014 7:17PM
San Jose | San Jose -> WTSR -> ROW-C-2 -> C-2-1 | C-2-1 | RU#12 | blanking panel |  | APC | NetShelter | AR8101BLK-3U | APCC280 |  |  |  | May 21 2015 6:42PM
San Jose | San Jose -> WTSR -> ROW-C-2 -> C-2-2 | C-2-2 | RU#08 | blanking panel |  | APC | NetShelter | AR8101BLK-2U | APC970 |  |  |  | Aug 5 2014 2:44PM
San Jose | San Jose -> WTSR -> ROW-C-2 -> C-2-2 | C-2-2 | RU#06 | blanking panel |  | APC | NetShelter | AR8101BLK-2U | APC970 |  |  |  | Aug 5 2014 2:44PM
San Jose | San Jose -> WTSR -> ROW-C-2 -> C-2-2 | C-2-2 | RU#04 | blanking panel |  | APC | NetShelter | AR8101BLK-2U | APC970 |  |  |  | Aug 5 2014 2:44PM
San Jose | San Jose -> WTSR -> ROW-C-2 -> C-2-2 | C-2-2 | RU#02 | blanking panel |  | APC | NetShelter | AR8101BLK-2U | APC970 |  |  |  | Aug 5 2014 2:44PM
San Jose | San Jose -> WTSR -> ROW-C-2 -> C-2-2 | C-2-2 | RU#01 | blanking panel |  | APC | NetShelter | AR8101BLK-1U | APC969 |  |  |  | Aug 5 2014 2:44PM
San Jose | San Jose -> WTSR -> ROW-C-2 -> C-2-2 | C-2-2 | RU#44 | blanking panel |  | APC | NetShelter | AR8101BLK-2U | APC970 |  |  |  | Aug 5 2014 2:45PM
San Jose | San Jose -> WTSR -> ROW-C-2 -> C-2-2 | C-2-2 | RU#43 | blanking panel |  | APC | NetShelter | AR8101BLK-1U | APC969 |  |  |  | Aug 5 2014 2:45PM
San Jose | San Jose -> WTSR -> ROW-C-2 -> C-2-2 | C-2-2 | RU#42 | blanking panel |  | APC | NetShelter | AR8101BLK-1U | APC969 |  |  |  | Sep 30 2014 3:40PM
San Jose | San Jose -> WTSR -> ROW-C-2 -> C-2-2 | C-2-2 | RU#41 | SJF2SW09 |  | Brocade Communications Systems | SilkWorm | SilkWorm 4100 | BROC022 | LX060022557 |  |  | Sep 30 2014 3:40PM
San Jose | San Jose -> WTSR -> ROW-C-2 -> C-2-2 | C-2-2 | RU#39 | blanking panel |  | APC | NetShelter | AR8101BLK-2U | APC970 |  |  |  | Aug 5 2014 2:45PM
San Jose | San Jose -> WTSR -> ROW-C-2 -> C-2-2 | C-2-2 | RU#37 | blanking panel |  | APC | NetShelter | AR8101BLK-2U | APC970 |  |  |  | Aug 5 2014 2:45PM
San Jose | San Jose -> WTSR -> ROW-C-2 -> C-2-2 | C-2-2 | RU#36 | PDU | DATA CENTER OPERATIONS | Leviton Voice and Data | RDP Series | RDP-175 (Closed View) | LEVI651 |  |  |  | Aug 5 2014 2:45PM
San Jose | San Jose -> WTSR -> ROW-C-2 -> C-2-2 | C-2-2 | RU#34 | blanking panel |  | APC | NetShelter | AR8101BLK-2U | APC970 |  |  |  | Aug 5 2014 2:45PM
San Jose | San Jose -> WTSR -> ROW-C-2 -> C-2-2 | C-2-2 | RU#32 | blanking panel |  | APC | NetShelter | AR8101BLK-2U | APC970 |  |  |  | Aug 5 2014 2:45PM
San Jose | San Jose -> WTSR -> ROW-C-2 -> C-2-2 | C-2-2 | RU#31 | blanking panel |  | APC | NetShelter | AR8101BLK-1U | APC969 |  |  |  | Aug 5 2014 2:45PM
San Jose | San Jose -> WTSR -> ROW-C-2 -> C-2-2 | C-2-2 | RU#29 | SJCWTCM5SUB1 | LAB SERVICES | Hewlett-Packard | ProLiant | DL380 G3 | HP256 | 2UX9210226R |  | 10.0.128.76 | Aug 5 2014 2:45PM
San Jose | San Jose -> WTSR -> ROW-C-2 -> C-2-2 | C-2-2 | RU#27 | SJWTCM5PUB | LAB SERVICES | Hewlett-Packard | ProLiant | DL380 G3 | HP256 | 2UX9190285 |  | 10.0.128.75 | Aug 5 2014 2:45PM
San Jose | San Jose -> WTSR -> ROW-C-2 -> C-2-2 | C-2-2 | RU#26 | shelf |  | Generic Equipment Set | Shelf | 19 Inch 1U Shelf | GENR944 |  |  |  | Aug 5 2014 2:45PM
San Jose | San Jose -> WTSR -> ROW-C-2 -> C-2-2 | C-2-2 | RU#24 | blanking panel |  | APC | NetShelter | AR8101BLK-2U | APC970 |  |  |  | Aug 5 2014 2:44PM
San Jose | San Jose -> WTSR -> ROW-C-2 -> C-2-2 | C-2-2 | RU#23 | blanking panel |  | APC | NetShelter | AR8101BLK-1U | APC969 |  |  |  | Aug 5 2014 2:44PM
San Jose | San Jose -> WTSR -> ROW-C-2 -> C-2-2 | C-2-2 | RU#21 | blanking panel |  | APC | NetShelter | AR8101BLK-2U | APC970 |  |  |  | Aug 5 2014 2:44PM
San Jose | San Jose -> WTSR -> ROW-C-2 -> C-2-2 | C-2-2 | RU#20 | Blanking Panel |  | APC | NetShelter | AR8101BLK-1U | APC969 |  |  |  | Oct 14 2014 1:01PM
San Jose | San Jose -> WTSR -> ROW-C-2 -> C-2-2 | C-2-2 | RU#18 | blanking panel |  | APC | NetShelter | AR8101BLK-2U | APC970 |  |  |  | Aug 5 2014 2:44PM
San Jose | San Jose -> WTSR -> ROW-C-2 -> C-2-2 | C-2-2 | RU#16 | blanking panel |  | APC | NetShelter | AR8101BLK-2U | APC970 |  |  |  | Aug 5 2014 2:44PM
San Jose | San Jose -> WTSR -> ROW-C-2 -> C-2-2 | C-2-2 | RU#14 | blanking panel |  | APC | NetShelter | AR8101BLK-2U | APC970 |  |  |  | Aug 5 2014 2:44PM
San Jose | San Jose -> WTSR -> ROW-C-2 -> C-2-2 | C-2-2 | RU#12 | blanking panel |  | APC | NetShelter | AR8101BLK-2U | APC970 |  |  |  | Aug 5 2014 2:44PM
San Jose | San Jose -> WTSR -> ROW-C-2 -> C-2-2 | C-2-2 | RU#11 | blanking panel |  | APC | NetShelter | AR8101BLK-1U | APC969 |  |  |  | Aug 5 2014 2:44PM
San Jose | San Jose -> WTSR -> ROW-C-2 -> C-2-2 | C-2-2 | RU#10 | PDU | DATA CENTER OPERATIONS | Generic Equipment Set | Generic Device | RM 10 Outlets | GENC016 |  |  |  | Aug 5 2014 2:44PM
San Jose | San Jose -> WTSR -> ROW-C-2 -> C-2-3 | C-2-3 | RU#09 | blanking panel |  | APC | NetShelter | AR8101BLK-8U | APC972 |  |  |  | Aug 19 2014 8:08PM
San Jose | San Jose -> WTSR -> ROW-C-2 -> C-2-3 | C-2-3 | RU#08 | PDU | DATA CENTER OPERATIONS | Generic Equipment Set | Generic Device | RM 10 Outlets | GENC016 |  |  |  | Aug 5 2014 2:45PM
San Jose | San Jose -> WTSR -> ROW-C-2 -> C-2-3 | C-2-3 | RU#05 | blanking panel |  | APC | NetShelter | AR8101BLK-3U | APCC280 |  |  |  | Aug 19 2014 8:08PM
San Jose | San Jose -> WTSR -> ROW-C-2 -> C-2-3 | C-2-3 | RU#01 | blanking panel |  | APC | NetShelter | AR8101BLK-4U | APC971 |  |  |  | Aug 19 2014 8:08PM
San Jose | San Jose -> WTSR -> ROW-C-2 -> C-2-3 | C-2-3 | RU#45 | blanking panel |  | APC | NetShelter | AR8101BLK-1U | APC969 |  |  |  | Aug 19 2014 8:08PM
San Jose | San Jose -> WTSR -> ROW-C-2 -> C-2-3 | C-2-3 | RU#43 | blanking panel |  | Generic Equipment Set | Panel | Blank 2U Panel | GENR260 |  |  |  | Aug 5 2014 2:46PM
San Jose | San Jose -> WTSR -> ROW-C-2 -> C-2-3 | C-2-3 | RU#41 | patch panel |  | Panduit | Mini-Com | CP48BL | PAND394 |  |  |  | Aug 5 2014 2:46PM
San Jose | San Jose -> WTSR -> ROW-C-2 -> C-2-3 | C-2-3 | RU#39 | blanking panel |  | Generic Equipment Set | Panel | Blank 2U Panel | GENR260 |  |  |  | Aug 5 2014 2:46PM
San Jose | San Jose -> WTSR -> ROW-C-2 -> C-2-3 | C-2-3 | RU#37 | patch panel |  | Panduit | Data-Patch | DP48584TV25 | PAND217 |  |  |  | Aug 5 2014 2:46PM
San Jose | San Jose -> WTSR -> ROW-C-2 -> C-2-3 | C-2-3 | RU#35 | blanking panel |  | Generic Equipment Set | Panel | Blank 2U Panel | GENR260 |  |  |  | Aug 5 2014 2:46PM
San Jose | San Jose -> WTSR -> ROW-C-2 -> C-2-3 | C-2-3 | RU#27 | blanking panel |  | APC | NetShelter | AR8101BLK-8U | APC972 |  |  |  | Aug 19 2014 8:08PM
San Jose | San Jose -> WTSR -> ROW-C-2 -> C-2-3 | C-2-3 | RU#26 | PDU |  | Leviton Voice and Data | RDP Series | RDP-175 (Closed View) | LEVI651 |  |  |  | Aug 5 2014 2:46PM
San Jose | San Jose -> WTSR -> ROW-C-2 -> C-2-3 | C-2-3 | RU#25 | blanking panel |  | APC | NetShelter | AR8101BLK-1U | APC969 |  |  |  | Aug 19 2014 8:08PM
San Jose | San Jose -> WTSR -> ROW-C-2 -> C-2-3 | C-2-3 | RU#22 | TMPFARM2 | STORAGE SERVICES | Compaq | ProLiant | 1850R | CMPQ931 | D142FK31K058 |  | 153.32.14.126 | Aug 5 2014 2:46PM
San Jose | San Jose -> WTSR -> ROW-C-2 -> C-2-3 | C-2-3 | RU#18 | CLIFF | MESSAGING SERVICES | SUN Microsystems | Sun Fire | V440 | SUN199 | 0736BD0550 |  | 153.32.17.35 | Aug 5 2014 2:45PM
San Jose | San Jose -> WTSR -> ROW-C-2 -> C-2-3 | C-2-3 | RU#17 | blanking panel |  | APC | NetShelter | AR8101BLK-1U | APC969 |  |  |  | Aug 19 2014 8:08PM
San Jose | San Jose -> WTSR -> ROW-C-2 -> C-2-4 | C-2-4 | RU#09 | PDU1 | DATA CENTER OPERATIONS | Leviton Voice and Data | RDP Series | RDP-175 (Closed View) | LEVI651 |  |  |  | Aug 5 2014 2:47PM
San Jose | San Jose -> WTSR -> ROW-C-2 -> C-2-4 | C-2-4 | RU#07 | blanking panel |  | APC | NetShelter | AR8101BLK-2U | APC970 |  |  |  | Aug 5 2014 2:47PM
San Jose | San Jose -> WTSR -> ROW-C-2 -> C-2-4 | C-2-4 | RU#05 | blanking panel |  | APC | NetShelter | AR8101BLK-2U | APC970 |  |  |  | Aug 5 2014 2:47PM
San Jose | San Jose -> WTSR -> ROW-C-2 -> C-2-4 | C-2-4 | RU#03 | blanking panel |  | APC | NetShelter | AR8101BLK-2U | APC970 |  |  |  | Aug 5 2014 2:47PM
San Jose | San Jose -> WTSR -> ROW-C-2 -> C-2-4 | C-2-4 | RU#01 | blanking panel |  | APC | NetShelter | AR8101BLK-2U | APC970 |  |  |  | Aug 5 2014 2:47PM
San Jose | San Jose -> WTSR -> ROW-C-2 -> C-2-4 | C-2-4 | RU#45 | cable manager |  | Generic Patch Panel Icons | Generic Patch Panel | 1U Cable Manager | PP195 |  |  |  | Aug 5 2014 2:48PM
San Jose | San Jose -> WTSR -> ROW-C-2 -> C-2-4 | C-2-4 | RU#44 | SNJSWSR-C2-ADMSA (REAR) | NETWORK SERVICES | Cisco Systems | Catalyst 2960 | WS-C2960S-48LPS-L | CSCY002 | FOC1723Y2VC | NA | NA | Aug 5 2014 2:48PM
San Jose | San Jose -> WTSR -> ROW-C-2 -> C-2-4 | C-2-4 | RU#43 | cable manager |  | Generic Patch Panel Icons | Generic Patch Panel | 1U Cable Manager | PP195 |  |  |  | Aug 5 2014 2:48PM
San Jose | San Jose -> WTSR -> ROW-C-2 -> C-2-4 | C-2-4 | RU#42 | SNJSWSR-C2-10G-FEX102 (REAR) | NETWORK SERVICES | Cisco Systems | Nexus 2000 Series | N2K-C2232PP-10GE | CISY951 | SSI171909PQ | NA | NA | Aug 5 2014 2:48PM
San Jose | San Jose -> WTSR -> ROW-C-2 -> C-2-4 | C-2-4 | RU#41 | cable manager |  | Generic Patch Panel Icons | Generic Patch Panel | 1U Cable Manager | PP195 |  |  |  | Aug 5 2014 2:48PM
San Jose | San Jose -> WTSR -> ROW-C-2 -> C-2-4 | C-2-4 | RU#40 | SNJSWSR-C2-1G-FEX122 (REAR) | NETWORK SERVICES | Cisco Systems | Nexus 2000 Series | N2K-C2248TP-E | CSCY902 | FOX1724GULZ | NA | NA | Aug 5 2014 2:48PM
San Jose | San Jose -> WTSR -> ROW-C-2 -> C-2-4 | C-2-4 | RU#39 | cable manager |  | Generic Patch Panel Icons | Generic Patch Panel | 1U Cable Manager | PP195 |  |  |  | Aug 5 2014 2:48PM
San Jose | San Jose -> WTSR -> ROW-C-2 -> C-2-4 | C-2-4 | RU#38 | blanking panel |  | APC | NetShelter | AR8101BLK-1U | APC969 |  |  |  | Aug 5 2014 2:48PM
San Jose | San Jose -> WTSR -> ROW-C-2 -> C-2-4 | C-2-4 | RU#36 | SJ1DRA060 | PHYSICAL SECURITY | Dell Computer | PowerEdge R-Series | PowerEdge R730 - 3.5 Inch Drive Bays | DELM603 | 1S8FD42 | 100214149 | 10.0.8.79, drac=10.0.20.101 | Jun 4 2015 5:25PM
San Jose | San Jose -> WTSR -> ROW-C-2 -> C-2-4 | C-2-4 | RU#34 | SJ1DRA061 | PHYSICAL SECURITY | Dell Computer | PowerEdge R-Series | PowerEdge R730 - 3.5 Inch Drive Bays | DELM603 | 1S9GD42 | 100214150 | 10.0.8.80, drac=10.0.20.102 | Jun 4 2015 5:25PM
San Jose | San Jose -> WTSR -> ROW-C-2 -> C-2-4 | C-2-4 | RU#32 | SJ1DRA062 | PHYSICAL SECURITY | Dell Computer | PowerEdge R-Series | PowerEdge R730 - 3.5 Inch Drive Bays | DELM603 | 1S9FD42 | 100214148 | 10.0.8.81, drac=10.0.20.103 | Jun 4 2015 5:25PM
San Jose | San Jose -> WTSR -> ROW-C-2 -> C-2-4 | C-2-4 | RU#30 | SJ1DRA063 | PHYSICAL SECURITY | Dell Computer | PowerEdge R-Series | PowerEdge R730 - 3.5 Inch Drive Bays | DELM603 | 1SBDD42 | 100214152 | 10.0.8.82, drac=10.0.20.104 | Jun 4 2015 5:25PM
San Jose | San Jose -> WTSR -> ROW-C-2 -> C-2-4 | C-2-4 | RU#29 | blanking panel |  | APC | NetShelter | AR8101BLK-1U | APC969 |  |  |  | Jun 4 2015 5:26PM
San Jose | San Jose -> WTSR -> ROW-C-2 -> C-2-4 | C-2-4 | RU#28 | PDU2 | DATA CENTER OPERATIONS | Leviton Voice and Data | RDP Series | RDP-175 (Closed View) | LEVI651 |  |  |  | Aug 5 2014 2:47PM
San Jose | San Jose -> WTSR -> ROW-C-2 -> C-2-4 | C-2-4 | RU#26 | SJ1DRA064 | PHYSICAL SECURITY | Dell Computer | PowerEdge R-Series | PowerEdge R730 - 3.5 Inch Drive Bays | DELM603 | 1S8GD42 | 100214151 | 10.0.8.83, drac=10.0.20.105 | Jun 4 2015 5:25PM
San Jose | San Jose -> WTSR -> ROW-C-2 -> C-2-4 | C-2-4 | RU#24 | SJ1DRA065 | PHYSICAL SECURITY | Dell Computer | PowerEdge R-Series | PowerEdge R730 - 3.5 Inch Drive Bays | DELM603 | 1S9DD42 | 100214147 | 10.0.8.84, drac=10.0.20.106 | Jun 4 2015 5:26PM
San Jose | San Jose -> WTSR -> ROW-C-2 -> C-2-4 | C-2-4 | RU#22 | blanking panel |  | APC | NetShelter | AR8101BLK-2U | APC970 |  |  |  | Aug 5 2014 2:47PM
San Jose | San Jose -> WTSR -> ROW-C-2 -> C-2-4 | C-2-4 | RU#20 | blanking panel |  | APC | NetShelter | AR8101BLK-2U | APC970 |  |  |  | Aug 5 2014 2:47PM
San Jose | San Jose -> WTSR -> ROW-C-2 -> C-2-4 | C-2-4 | RU#18 | blanking panel |  | APC | NetShelter | AR8101BLK-2U | APC970 |  |  |  | Aug 5 2014 2:47PM
San Jose | San Jose -> WTSR -> ROW-C-2 -> C-2-4 | C-2-4 | RU#16 | blanking panel |  | APC | NetShelter | AR8101BLK-2U | APC970 |  |  |  | Aug 5 2014 2:47PM
San Jose | San Jose -> WTSR -> ROW-C-2 -> C-2-4 | C-2-4 | RU#14 | blanking panel |  | APC | NetShelter | AR8101BLK-2U | APC970 |  |  |  | Aug 5 2014 2:47PM
San Jose | San Jose -> WTSR -> ROW-C-2 -> C-2-4 | C-2-4 | RU#12 | blanking panel |  | APC | NetShelter | AR8101BLK-2U | APC970 |  |  |  | Aug 5 2014 2:47PM
San Jose | San Jose -> WTSR -> ROW-C-2 -> C-2-4 | C-2-4 | RU#10 | blanking panel |  | APC | NetShelter | AR8101BLK-2U | APC970 |  |  |  | Aug 5 2014 2:47PM
San Jose | San Jose -> WTSR -> ROW-C-2 -> C-2-5 | C-2-5 | RU#01 | shelf |  | Generic Equipment Set | Shelf | 19 Inch 1U Shelf | GENR944 |  |  |  | Aug 5 2014 2:49PM
San Jose | San Jose -> WTSR -> ROW-C-2 -> C-2-5 | C-2-5 | RU#45 | blanking panel |  | APC | NetShelter | AR8101BLK-1U | APC969 |  |  |  | Aug 5 2014 2:49PM
San Jose | San Jose -> WTSR -> ROW-C-2 -> C-2-5 | C-2-5 | RU#44 | CONWEST4 | DATA CENTER OPERATIONS | Cyclades | AlterPath | ACS48 | CYCL017 | ATP041119 |  |  | Aug 5 2014 2:49PM
San Jose | San Jose -> WTSR -> ROW-C-2 -> C-2-5 | C-2-5 | RU#43 | blanking panel |  | APC | NetShelter | AR8101BLK-1U | APC969 |  |  |  | Aug 5 2014 2:49PM
San Jose | San Jose -> WTSR -> ROW-C-2 -> C-2-5 | C-2-5 | RU#41 | blanking panel |  | APC | NetShelter | AR8101BLK-2U | APC970 |  |  |  | Aug 5 2014 2:49PM
San Jose | San Jose -> WTSR -> ROW-C-2 -> C-2-5 | C-2-5 | RU#40 | shelf |  | Generic Equipment Set | Shelf | 19 Inch 1U Shelf | GENR944 |  |  |  | Aug 5 2014 2:49PM
San Jose | San Jose -> WTSR -> ROW-C-2 -> C-2-5 | C-2-5 | RU#39 | blanking panel |  | APC | NetShelter | AR8101BLK-1U | APC969 |  |  |  | Aug 5 2014 2:49PM
San Jose | San Jose -> WTSR -> ROW-C-2 -> C-2-5 | C-2-5 | RU#38 | ESGREL-FREEBIE-1 | LAB SERVICES | IBM | xSeries | 8676-61X | IBMN021 | KP-TR779 |  | 153.32.15.67 | Aug 5 2014 2:49PM
San Jose | San Jose -> WTSR -> ROW-C-2 -> C-2-5 | C-2-5 | RU#37 | shelf |  | Generic Equipment Set | Shelf | 19 Inch 1U Shelf | GENR944 |  |  |  | Aug 5 2014 2:49PM
San Jose | San Jose -> WTSR -> ROW-C-2 -> C-2-5 | C-2-5 | RU#36 | blanking panel |  | APC | NetShelter | AR8101BLK-1U | APC969 |  |  |  | Aug 5 2014 2:49PM
San Jose | San Jose -> WTSR -> ROW-C-2 -> C-2-5 | C-2-5 | RU#34 | IBIS | DATA CENTER OPERATIONS | Dell Computer | PowerEdge | PowerEdge 2950 (SAS)-Close View | DELL775 | 4M32MB1 |  | 153.32.15.97 | Aug 5 2014 2:49PM
San Jose | San Jose -> WTSR -> ROW-C-2 -> C-2-5 | C-2-5 | RU#32 | SJ1DRA066 | PHYSICAL SECURITY | Dell Computer | PowerEdge R-Series | PowerEdge R730 - 3.5 Inch Drive Bays | DELM603 | 4RHFD42 | 100214158 | 10.0.8.85, drac=10.0.20.107 | Jun 4 2015 5:26PM
San Jose | San Jose -> WTSR -> ROW-C-2 -> C-2-5 | C-2-5 | RU#30 | SJ1DRA067 | PHYSICAL SECURITY | Dell Computer | PowerEdge R-Series | PowerEdge R730 - 3.5 Inch Drive Bays | DELM603 | 4RHDD42 | 100214157 | 10.0.8.86, drac=10.0.20.108 | Jun 4 2015 5:26PM
San Jose | San Jose -> WTSR -> ROW-C-2 -> C-2-5 | C-2-5 | RU#28 | SJ1DRA068 | PHYSICAL SECURITY | Dell Computer | PowerEdge R-Series | PowerEdge R730 - 3.5 Inch Drive Bays | DELM603 | 4RGDD42 | 100214154 | 10.0.8.87, drac=10.0.20.109 | Jun 4 2015 5:26PM
San Jose | San Jose -> WTSR -> ROW-C-2 -> C-2-5 | C-2-5 | RU#26 | SJ1DRA069 | PHYSICAL SECURITY | Dell Computer | PowerEdge R-Series | PowerEdge R730 - 3.5 Inch Drive Bays | DELM603 | 4RGFD42 | 100214153 | 10.0.8.88, drac=10.0.20.110 | Jun 4 2015 5:26PM
San Jose | San Jose -> WTSR -> ROW-C-2 -> C-2-5 | C-2-5 | RU#24 | SJ1DRA170 | PHYSICAL SECURITY | Dell Computer | PowerEdge R-Series | PowerEdge R730 - 3.5 Inch Drive Bays | DELM603 | 4RFGD42 | 100214155 | 10.0.8.89, drac=10.0.20.111 | Jun 4 2015 5:26PM
San Jose | San Jose -> WTSR -> ROW-C-2 -> C-2-5 | C-2-5 | RU#23 | blanking panel |  | APC | NetShelter | AR8101BLK-1U | APC969 |  |  |  | Jun 4 2015 5:26PM
San Jose | San Jose -> WTSR -> ROW-C-2 -> C-2-5 | C-2-5 | RU#22 | PDU | DATA CENTER OPERATIONS | Leviton Voice and Data | RDP Series | RDP-175 (Closed View) | LEVI651 |  |  |  | Aug 5 2014 2:49PM
San Jose | San Jose -> WTSR -> ROW-C-2 -> C-2-5 | C-2-5 | RU#21 | blanking panel |  | APC | NetShelter | AR8101BLK-1U | APC969 |  |  |  | Aug 5 2014 2:49PM
San Jose | San Jose -> WTSR -> ROW-C-2 -> C-2-5 | C-2-5 | RU#19 | SJ1DRA171 | PHYSICAL SECURITY | Dell Computer | PowerEdge R-Series | PowerEdge R730 - 3.5 Inch Drive Bays | DELM603 | 4RGGD42 | 100214156 | 10.0.8.90, drac=10.0.20.112 | Jun 4 2015 5:26PM
San Jose | San Jose -> WTSR -> ROW-C-2 -> C-2-5 | C-2-5 | RU#15 | blanking panel |  | APC | NetShelter | AR8101BLK-4U | APC971 |  |  |  | Jun 4 2015 5:26PM
San Jose | San Jose -> WTSR -> ROW-C-2 -> C-2-5 | C-2-5 | RU#12 | blanking panel |  | APC | NetShelter | AR8101BLK-3U | APCC280 |  |  |  | Jun 4 2015 5:26PM
San Jose | San Jose -> WTSR -> ROW-C-2 -> C-2-5 -> shelf | shelf | InOutPlug#4 | CTWIKI (G3 desktop) |  | Compaq | ProLiant | ML370 G2 (Tower) | CMPQ694 |  |  |  | Aug 5 2014 2:49PM
San Jose | San Jose -> WTSR -> ROW-C-2 -> C-2-6 | C-2-6 | RU#03 | blanking panel |  | APC | NetShelter | AR8101BLK-8U | APC972 |  |  |  | Aug 20 2014 12:33PM
San Jose | San Jose -> WTSR -> ROW-C-2 -> C-2-6 | C-2-6 | RU#02 | shelf |  | Generic Equipment Set | Shelf | 19 Inch 1U Shelf | GENR944 |  |  |  | Aug 5 2014 2:50PM
San Jose | San Jose -> WTSR -> ROW-C-2 -> C-2-6 | C-2-6 | RU#01 | blanking panel |  | APC | NetShelter | AR8101BLK-1U | APC969 |  |  |  | Aug 20 2014 12:33PM
San Jose | San Jose -> WTSR -> ROW-C-2 -> C-2-6 | C-2-6 | RU#43 | blanking panel |  | APC | NetShelter | AR8101BLK-3U | APCC280 |  |  |  | Aug 20 2014 12:33PM
San Jose | San Jose -> WTSR -> ROW-C-2 -> C-2-6 | C-2-6 | RU#42 | TEST-EPMS | Security Services | Hewlett-Packard | ProLiant | DL360 G3 | HP254 | 6J38LGP4G009 |  | 10.8.7.240 | Aug 5 2014 2:50PM
San Jose | San Jose -> WTSR -> ROW-C-2 -> C-2-6 | C-2-6 | RU#41 | shelf |  | Generic Equipment Set | Shelf | 19 Inch 1U Shelf | GENR944 |  |  |  | Aug 5 2014 2:50PM
San Jose | San Jose -> WTSR -> ROW-C-2 -> C-2-6 | C-2-6 | RU#40 | blanking panel |  | APC | NetShelter | AR8101BLK-1U | APC969 |  |  |  | Jun 24 2016 11:05AM
San Jose | San Jose -> WTSR -> ROW-C-2 -> C-2-6 | C-2-6 | RU#36 | blanking panel |  | APC | NetShelter | AR8101BLK-4U | APC971 |  |  |  | Aug 20 2014 12:33PM
San Jose | San Jose -> WTSR -> ROW-C-2 -> C-2-6 | C-2-6 | RU#28 | blanking panel |  | APC | NetShelter | AR8101BLK-8U | APC972 |  |  |  | Aug 20 2014 12:33PM
San Jose | San Jose -> WTSR -> ROW-C-2 -> C-2-6 | C-2-6 | RU#20 | blanking panel |  | APC | NetShelter | AR8101BLK-8U | APC972 |  |  |  | Aug 20 2014 12:33PM
San Jose | San Jose -> WTSR -> ROW-C-2 -> C-2-6 | C-2-6 | RU#19 | PDU | DATA CENTER OPERATIONS | Leviton Voice and Data | RDP Series | RDP-175 (Closed View) | LEVI651 |  |  |  | Aug 5 2014 2:50PM
San Jose | San Jose -> WTSR -> ROW-C-2 -> C-2-6 | C-2-6 | RU#11 | blanking panel |  | APC | NetShelter | AR8101BLK-8U | APC972 |  |  |  | Aug 20 2014 12:33PM
San Jose | San Jose -> WTSR -> ROW-C-2 -> C-2-7 | C-2-7 | RU#03 | blanking panel |  | APC | NetShelter | AR8101BLK-8U | APC972 |  |  |  | Aug 20 2014 12:41PM
San Jose | San Jose -> WTSR -> ROW-C-2 -> C-2-7 | C-2-7 | RU#02 | shelf |  | Generic Equipment Set | Shelf | 19 Inch 1U Shelf | GENR944 |  |  |  | Aug 5 2014 2:50PM
San Jose | San Jose -> WTSR -> ROW-C-2 -> C-2-7 | C-2-7 | RU#01 | blanking panel |  | APC | NetShelter | AR8101BLK-1U | APC969 |  |  |  | Aug 20 2014 12:41PM
San Jose | San Jose -> WTSR -> ROW-C-2 -> C-2-7 | C-2-7 | RU#44 | blanking panel |  | APC | NetShelter | AR8101BLK-2U | APC970 |  |  |  | Aug 20 2014 12:41PM
San Jose | San Jose -> WTSR -> ROW-C-2 -> C-2-7 | C-2-7 | RU#43 | KVM-WEST2 | DATA CENTER OPERATIONS | Raritan Computer | Dominion KX | KX432 Rackmount | RCI144 | HK3E700294 |  | 10.0.8.65 | Aug 5 2014 2:50PM
San Jose | San Jose -> WTSR -> ROW-C-2 -> C-2-7 | C-2-7 | RU#41 | STORE-RELAY-3 | MESSAGING SERVICES | SUN Microsystems | Sun Fire | V240 | SUN182 | FN6044096 |  | 10.8.189.51 | Jul 23 2014 6:56PM
San Jose | San Jose -> WTSR -> ROW-C-2 -> C-2-7 | C-2-7 | RU#39 | STORE-RELAY-2 | MESSAGING SERVICES | SUN Microsystems | Sun Fire | V240 | SUN182 | FN60440100 |  | 10.8.189.49 | Jul 23 2014 6:56PM
San Jose | San Jose -> WTSR -> ROW-C-2 -> C-2-7 | C-2-7 | RU#38 | Blanking Panel |  | APC | NetShelter | AR8101BLK-1U | APC969 |  |  |  | Aug 21 2015 12:00PM
San Jose | San Jose -> WTSR -> ROW-C-2 -> C-2-7 | C-2-7 | RU#36 | Blanking Panel |  | APC | NetShelter | AR8101BLK-2U | APC970 |  |  |  | Aug 21 2015 12:00PM
San Jose | San Jose -> WTSR -> ROW-C-2 -> C-2-7 | C-2-7 | RU#35 | PDU |  | Leviton Voice and Data | RDP Series | RDP-175 (Closed View) | LEVI651 |  |  |  | Aug 5 2014 2:50PM
San Jose | San Jose -> WTSR -> ROW-C-2 -> C-2-7 | C-2-7 | RU#33 | blanking panel |  | APC | NetShelter | AR8101BLK-2U | APC970 |  |  |  | Aug 20 2014 12:41PM
San Jose | San Jose -> WTSR -> ROW-C-2 -> C-2-7 | C-2-7 | RU#32 | shelf |  | Generic Equipment Set | Shelf | 19 Inch 1U Shelf | GENR944 |  |  |  | Aug 5 2014 2:50PM
San Jose | San Jose -> WTSR -> ROW-C-2 -> C-2-7 | C-2-7 | RU#31 | blanking panel |  | APC | NetShelter | AR8101BLK-1U | APC969 |  |  |  | Aug 20 2014 12:41PM
San Jose | San Jose -> WTSR -> ROW-C-2 -> C-2-7 | C-2-7 | RU#27 | blanking panel |  | APC | NetShelter | AR8101BLK-4U | APC971 |  |  |  | Aug 20 2014 12:41PM
San Jose | San Jose -> WTSR -> ROW-C-2 -> C-2-7 | C-2-7 | RU#19 | blanking panel |  | APC | NetShelter | AR8101BLK-8U | APC972 |  |  |  | Aug 20 2014 12:41PM
San Jose | San Jose -> WTSR -> ROW-C-2 -> C-2-7 | C-2-7 | RU#18 | PDU | DATA CENTER OPERATIONS | Leviton Voice and Data | RDP Series | RDP-175 (Closed View) | LEVI651 |  |  |  | Aug 5 2014 2:50PM
San Jose | San Jose -> WTSR -> ROW-C-2 -> C-2-7 | C-2-7 | RU#15 | blanking panel |  | APC | NetShelter | AR8101BLK-3U | APCC280 |  |  |  | Aug 20 2014 12:41PM
San Jose | San Jose -> WTSR -> ROW-C-2 -> C-2-7 | C-2-7 | RU#11 | blanking panel |  | APC | NetShelter | AR8101BLK-4U | APC971 |  |  |  | Aug 20 2014 12:41PM
San Jose | San Jose -> WTSR -> ROW-C-2 -> C-2-8 | C-2-8 | RU#09 | blanking panel |  | APC | NetShelter | AR8101BLK-8U | APC972 |  |  |  | Aug 19 2014 7:51PM
San Jose | San Jose -> WTSR -> ROW-C-2 -> C-2-8 | C-2-8 | RU#01 | blanking panel |  | APC | NetShelter | AR8101BLK-8U | APC972 |  |  |  | Aug 19 2014 7:51PM
San Jose | San Jose -> WTSR -> ROW-C-2 -> C-2-8 | C-2-8 | RU#40 | KITNSEARCH2 | LAB SERVICES | Google | GSA | GB-1001 (2U) | GOOG005 | T2-EWHPANB7JYSKK |  | 10.0.8.104 | Jul 23 2014 7:03PM
San Jose | San Jose -> WTSR -> ROW-C-2 -> C-2-8 | C-2-8 | RU#37 | PDU2 | DATA CENTER OPERATIONS | Leviton Voice and Data | RDP Series | RDP-175 (Closed View) | LEVI651 |  |  |  | Aug 5 2014 2:50PM
San Jose | San Jose -> WTSR -> ROW-C-2 -> C-2-8 | C-2-8 | RU#33 | blanking panel |  | APC | NetShelter | AR8101BLK-4U | APC971 |  |  |  | Aug 19 2014 7:51PM
San Jose | San Jose -> WTSR -> ROW-C-2 -> C-2-8 | C-2-8 | RU#25 | blanking panel |  | APC | NetShelter | AR8101BLK-8U | APC972 |  |  |  | Aug 19 2014 7:51PM
San Jose | San Jose -> WTSR -> ROW-C-2 -> C-2-8 | C-2-8 | RU#24 | PDU1 | DATA CENTER OPERATIONS | Leviton Voice and Data | RDP Series | RDP-175 (Closed View) | LEVI651 |  |  |  | Aug 5 2014 2:50PM
San Jose | San Jose -> WTSR -> ROW-C-2 -> C-2-8 | C-2-8 | RU#21 | blanking panel |  | APC | NetShelter | AR8101BLK-3U | APCC280 |  |  |  | Aug 19 2014 7:51PM
San Jose | San Jose -> WTSR -> ROW-C-2 -> C-2-8 | C-2-8 | RU#17 | blanking panel |  | APC | NetShelter | AR8101BLK-4U | APC971 |  |  |  | Aug 19 2014 7:51PM
San Jose | San Jose -> WTSR -> ROW-C-3 -> C-3-1 | C-3-1 | RU#02 | blanking panel |  | APC | NetShelter | AR8101BLK-8U | APC972 |  |  |  | Aug 5 2014 2:50PM
San Jose | San Jose -> WTSR -> ROW-C-3 -> C-3-1 | C-3-1 | RU#01 | shelf |  | Generic Equipment Set | Shelf | 19 Inch 1U Shelf | GENR944 |  |  |  | Aug 5 2014 2:50PM
San Jose | San Jose -> WTSR -> ROW-C-3 -> C-3-1 | C-3-1 | RU#45 | blanking panel |  | APC | NetShelter | AR8101BLK-1U | APC969 |  |  |  | Aug 5 2014 2:51PM
San Jose | San Jose -> WTSR -> ROW-C-3 -> C-3-1 | C-3-1 | RU#43 | blanking panel |  | APC | NetShelter | AR8101BLK-2U | APC970 |  |  |  | Aug 5 2014 2:51PM
San Jose | San Jose -> WTSR -> ROW-C-3 -> C-3-1 | C-3-1 | RU#35 | blanking panel |  | APC | NetShelter | AR8101BLK-8U | APC972 |  |  |  | Aug 5 2014 2:51PM
San Jose | San Jose -> WTSR -> ROW-C-3 -> C-3-1 | C-3-1 | RU#27 | blanking panel |  | APC | NetShelter | AR8101BLK-8U | APC972 |  |  |  | Aug 5 2014 2:51PM
San Jose | San Jose -> WTSR -> ROW-C-3 -> C-3-1 | C-3-1 | RU#26 | ALDARON-OFF |  | SUN Microsystems | Netra | Netra t1 | SUN090 | HF14536058 | 1000-59649 | 153.32.15.173 | Aug 5 2014 2:51PM
San Jose | San Jose -> WTSR -> ROW-C-3 -> C-3-1 | C-3-1 | RU#24 | blanking panel |  | APC | NetShelter | AR8101BLK-2U | APC970 |  |  |  | Aug 5 2014 2:51PM
San Jose | San Jose -> WTSR -> ROW-C-3 -> C-3-1 | C-3-1 | RU#20 | blanking panel |  | APC | NetShelter | AR8101BLK-4U | APC971 |  |  |  | Aug 5 2014 2:51PM
San Jose | San Jose -> WTSR -> ROW-C-3 -> C-3-1 | C-3-1 | RU#12 | blanking panel |  | APC | NetShelter | AR8101BLK-8U | APC972 |  |  |  | Aug 5 2014 2:51PM
San Jose | San Jose -> WTSR -> ROW-C-3 -> C-3-1 | C-3-1 | RU#11 | PDU | DATA CENTER OPERATIONS | Leviton Voice and Data | RDP Series | RDP-175 (Closed View) | LEVI651 |  |  |  | Aug 5 2014 2:50PM
San Jose | San Jose -> WTSR -> ROW-C-3 -> C-3-1 | C-3-1 | RU#10 | blanking panel |  | APC | NetShelter | AR8101BLK-1U | APC969 |  |  |  | Aug 5 2014 2:50PM
San Jose | San Jose -> WTSR -> ROW-C-3 -> C-3-2 | C-3-2 | RU#08 | blanking panel |  | APC | NetShelter | AR8101BLK-2U | APC970 |  |  |  | Aug 5 2014 2:51PM
San Jose | San Jose -> WTSR -> ROW-C-3 -> C-3-2 | C-3-2 | RU#06 | blanking panel |  | APC | NetShelter | AR8101BLK-2U | APC970 |  |  |  | Aug 5 2014 2:51PM
San Jose | San Jose -> WTSR -> ROW-C-3 -> C-3-2 | C-3-2 | RU#04 | blanking panel |  | APC | NetShelter | AR8101BLK-2U | APC970 |  |  |  | Aug 5 2014 2:51PM
San Jose | San Jose -> WTSR -> ROW-C-3 -> C-3-2 | C-3-2 | RU#02 | blanking panel |  | APC | NetShelter | AR8101BLK-2U | APC970 |  |  |  | Aug 5 2014 2:51PM
San Jose | San Jose -> WTSR -> ROW-C-3 -> C-3-2 | C-3-2 | RU#01 | shelf |  | Generic Equipment Set | Shelf | 19 Inch 1U Shelf | GENR944 |  |  |  | Aug 5 2014 2:51PM
San Jose | San Jose -> WTSR -> ROW-C-3 -> C-3-2 | C-3-2 | RU#44 | blanking panel |  | APC | NetShelter | AR8101BLK-2U | APC970 |  |  |  | Aug 5 2014 2:52PM
San Jose | San Jose -> WTSR -> ROW-C-3 -> C-3-2 | C-3-2 | RU#43 | EXCELERO | SERVER SERVICES | Hewlett-Packard | ProLiant | DL360 G4 | HEPA155 | USM503033N |  | 153.32.16.139 | Aug 5 2014 2:52PM
San Jose | San Jose -> WTSR -> ROW-C-3 -> C-3-2 | C-3-2 | RU#42 | shelf |  | Generic Equipment Set | Shelf | 19 Inch 1U Shelf | GENR944 |  |  |  | Aug 5 2014 2:52PM
San Jose | San Jose -> WTSR -> ROW-C-3 -> C-3-2 | C-3-2 | RU#41 | blanking panel |  | APC | NetShelter | AR8101BLK-1U | APC969 |  |  |  | Aug 5 2014 2:52PM
San Jose | San Jose -> WTSR -> ROW-C-3 -> C-3-2 | C-3-2 | RU#39 | blanking panel |  | APC | NetShelter | AR8101BLK-2U | APC970 |  |  |  | Aug 5 2014 2:52PM
San Jose | San Jose -> WTSR -> ROW-C-3 -> C-3-2 | C-3-2 | RU#35 | blanking panel |  | APC | NetShelter | AR8101BLK-4U | APC971 |  |  |  | Aug 5 2014 2:52PM
San Jose | San Jose -> WTSR -> ROW-C-3 -> C-3-2 | C-3-2 | RU#33 | blanking panel |  | APC | NetShelter | AR8101BLK-2U | APC970 |  |  |  | Aug 5 2014 2:52PM
San Jose | San Jose -> WTSR -> ROW-C-3 -> C-3-2 | C-3-2 | RU#31 | blanking panel |  | APC | NetShelter | AR8101BLK-2U | APC970 |  |  |  | Aug 5 2014 2:52PM
San Jose | San Jose -> WTSR -> ROW-C-3 -> C-3-2 | C-3-2 | RU#29 | blanking panel |  | APC | NetShelter | AR8101BLK-2U | APC970 |  |  |  | Aug 5 2014 2:52PM
San Jose | San Jose -> WTSR -> ROW-C-3 -> C-3-2 | C-3-2 | RU#27 | blanking panel |  | APC | NetShelter | AR8101BLK-2U | APC970 |  |  |  | Aug 5 2014 2:52PM
San Jose | San Jose -> WTSR -> ROW-C-3 -> C-3-2 | C-3-2 | RU#25 | blanking panel |  | APC | NetShelter | AR8101BLK-2U | APC970 |  |  |  | Aug 5 2014 2:52PM
San Jose | San Jose -> WTSR -> ROW-C-3 -> C-3-2 | C-3-2 | RU#23 | blanking panel |  | APC | NetShelter | AR8101BLK-2U | APC970 |  |  |  | Aug 5 2014 2:52PM
San Jose | San Jose -> WTSR -> ROW-C-3 -> C-3-2 | C-3-2 | RU#21 | blanking panel |  | APC | NetShelter | AR8101BLK-2U | APC970 |  |  |  | Aug 5 2014 2:52PM
San Jose | San Jose -> WTSR -> ROW-C-3 -> C-3-2 | C-3-2 | RU#19 | blanking panel |  | APC | NetShelter | AR8101BLK-2U | APC970 |  |  |  | Aug 5 2014 2:52PM
San Jose | San Jose -> WTSR -> ROW-C-3 -> C-3-2 | C-3-2 | RU#17 | blanking panel |  | APC | NetShelter | AR8101BLK-2U | APC970 |  |  |  | Aug 5 2014 2:52PM
San Jose | San Jose -> WTSR -> ROW-C-3 -> C-3-2 | C-3-2 | RU#15 | blanking panel |  | APC | NetShelter | AR8101BLK-2U | APC970 |  |  |  | Aug 5 2014 2:52PM
San Jose | San Jose -> WTSR -> ROW-C-3 -> C-3-2 | C-3-2 | RU#13 | blanking panel |  | APC | NetShelter | AR8101BLK-2U | APC970 |  |  |  | Aug 5 2014 2:51PM
San Jose | San Jose -> WTSR -> ROW-C-3 -> C-3-2 | C-3-2 | RU#12 | PDU |  | Leviton Voice and Data | RDP Series | RDP-175 (Closed View) | LEVI651 |  |  |  | Aug 5 2014 2:51PM
San Jose | San Jose -> WTSR -> ROW-C-3 -> C-3-2 | C-3-2 | RU#10 | blanking panel |  | APC | NetShelter | AR8101BLK-2U | APC970 |  |  |  | Aug 5 2014 2:51PM
San Jose | San Jose -> WTSR -> ROW-C-3 -> C-3-3 | C-3-3 | RU#02 | blanking panel |  | APC | NetShelter | AR8101BLK-8U | APC972 |  |  |  | Aug 5 2014 2:53PM
San Jose | San Jose -> WTSR -> ROW-C-3 -> C-3-3 | C-3-3 | RU#01 | shelf |  | Generic Equipment Set | Shelf | 19 Inch 1U Shelf | GENR944 |  |  |  | Aug 5 2014 2:53PM
San Jose | San Jose -> WTSR -> ROW-C-3 -> C-3-3 | C-3-3 | RU#44 | cable manager |  | Generic Equipment Set | Panel | Blank 2U Panel | GENR260 |  |  |  | Aug 5 2014 2:54PM
San Jose | San Jose -> WTSR -> ROW-C-3 -> C-3-3 | C-3-3 | RU#43 | blanking panel |  | APC | NetShelter | AR8101BLK-1U | APC969 |  |  |  | Aug 5 2014 2:54PM
San Jose | San Jose -> WTSR -> ROW-C-3 -> C-3-3 | C-3-3 | RU#41 | Blanking Panel |  | APC | NetShelter | AR8101BLK-2U | APC970 |  |  |  | Oct 14 2014 1:01PM
San Jose | San Jose -> WTSR -> ROW-C-3 -> C-3-3 | C-3-3 | RU#40 | blanking panel |  | APC | NetShelter | AR8101BLK-1U | APC969 |  |  |  | Aug 5 2014 2:54PM
San Jose | San Jose -> WTSR -> ROW-C-3 -> C-3-3 | C-3-3 | RU#36 | blanking panel |  | APC | NetShelter | AR8101BLK-4U | APC971 |  |  |  | Aug 5 2014 2:54PM
San Jose | San Jose -> WTSR -> ROW-C-3 -> C-3-3 | C-3-3 | RU#33 | blanking panel |  | APC | NetShelter | AR8101BLK-3U | APCC280 |  |  |  | Sep 30 2014 4:45PM
San Jose | San Jose -> WTSR -> ROW-C-3 -> C-3-3 | C-3-3 | RU#29 | blanking panel |  | APC | NetShelter | AR8101BLK-4U | APC971 |  |  |  | Sep 30 2014 4:44PM
San Jose | San Jose -> WTSR -> ROW-C-3 -> C-3-3 | C-3-3 | RU#25 | blanking panel |  | APC | NetShelter | AR8101BLK-4U | APC971 |  |  |  | Aug 5 2014 2:53PM
San Jose | San Jose -> WTSR -> ROW-C-3 -> C-3-3 | C-3-3 | RU#17 | blanking panel |  | APC | NetShelter | AR8101BLK-8U | APC972 |  |  |  | Aug 5 2014 2:53PM
San Jose | San Jose -> WTSR -> ROW-C-3 -> C-3-3 | C-3-3 | RU#16 | shelf |  | Generic Equipment Set | Shelf | 19 Inch 1U Shelf | GENR944 |  |  |  | Aug 5 2014 2:53PM
San Jose | San Jose -> WTSR -> ROW-C-3 -> C-3-3 | C-3-3 | RU#15 | PDU |  | Leviton Voice and Data | RDP Series | RDP-175 (Closed View) | LEVI651 |  |  |  | Aug 5 2014 2:53PM
San Jose | San Jose -> WTSR -> ROW-C-3 -> C-3-3 | C-3-3 | RU#14 | blanking panel |  | APC | NetShelter | AR8101BLK-1U | APC969 |  |  |  | Aug 5 2014 2:53PM
San Jose | San Jose -> WTSR -> ROW-C-3 -> C-3-3 | C-3-3 | RU#10 | blanking panel |  | APC | NetShelter | AR8101BLK-4U | APC971 |  |  |  | Aug 5 2014 2:53PM
San Jose | San Jose -> WTSR -> ROW-C-3 -> C-3-4 | C-3-4 | RU#09 | blanking panel |  | APC | NetShelter | AR8101BLK-2U | APC970 |  |  |  | Aug 5 2014 2:54PM
San Jose | San Jose -> WTSR -> ROW-C-3 -> C-3-4 | C-3-4 | RU#07 | blanking panel |  | APC | NetShelter | AR8101BLK-2U | APC970 |  |  |  | Aug 5 2014 2:54PM
San Jose | San Jose -> WTSR -> ROW-C-3 -> C-3-4 | C-3-4 | RU#05 | blanking panel |  | APC | NetShelter | AR8101BLK-2U | APC970 |  |  |  | Aug 5 2014 2:54PM
San Jose | San Jose -> WTSR -> ROW-C-3 -> C-3-4 | C-3-4 | RU#03 | blanking panel |  | APC | NetShelter | AR8101BLK-2U | APC970 |  |  |  | Aug 5 2014 2:54PM
San Jose | San Jose -> WTSR -> ROW-C-3 -> C-3-4 | C-3-4 | RU#01 | blanking panel |  | APC | NetShelter | AR8101BLK-2U | APC970 |  |  |  | Aug 5 2014 2:54PM
San Jose | San Jose -> WTSR -> ROW-C-3 -> C-3-4 | C-3-4 | RU#45 | cable manager |  | Generic Patch Panel Icons | Generic Patch Panel | 1U Cable Manager | PP195 |  |  |  | Aug 5 2014 2:56PM
San Jose | San Jose -> WTSR -> ROW-C-3 -> C-3-4 | C-3-4 | RU#44 | SNJSWSR-C3-ADMSA (REAR) | NETWORK SERVICES | Cisco Systems | Catalyst 2960 | WS-C2960S-48LPS-L | CSCY002 | FOC1723Z37V | NA | NA | Aug 5 2014 2:56PM
San Jose | San Jose -> WTSR -> ROW-C-3 -> C-3-4 | C-3-4 | RU#43 | cable manager |  | Generic Patch Panel Icons | Generic Patch Panel | 1U Cable Manager | PP195 |  |  |  | Aug 5 2014 2:56PM
San Jose | San Jose -> WTSR -> ROW-C-3 -> C-3-4 | C-3-4 | RU#42 | SNJSWSR-C3-1G-FEX123 (REAR) | NETWORK SERVICES | Cisco Systems | Nexus 2000 Series | N2K-C2248TP-E | CSCY902 | FOX1724G9CS | NA | NA | Aug 5 2014 2:56PM
San Jose | San Jose -> WTSR -> ROW-C-3 -> C-3-4 | C-3-4 | RU#41 | cable manager |  | Generic Patch Panel Icons | Generic Patch Panel | 1U Cable Manager | PP195 |  |  |  | Aug 5 2014 2:55PM
San Jose | San Jose -> WTSR -> ROW-C-3 -> C-3-4 | C-3-4 | RU#40 | SNJSWSR-C3-10G-FEX103 (REAR) | NETWORK SERVICES | Cisco Systems | Nexus 2000 Series | N2K-C2232PP-10GE | CISY951 | SSI171909MT | NA | NA | Aug 5 2014 2:55PM
San Jose | San Jose -> WTSR -> ROW-C-3 -> C-3-4 | C-3-4 | RU#39 | cable manager |  | Generic Patch Panel Icons | Generic Patch Panel | 1U Cable Manager | PP195 |  |  |  | Aug 5 2014 2:55PM
San Jose | San Jose -> WTSR -> ROW-C-3 -> C-3-4 | C-3-4 | RU#38 | blanking panel |  | APC | NetShelter | AR8101BLK-1U | APC969 |  |  |  | Aug 5 2014 2:55PM
San Jose | San Jose -> WTSR -> ROW-C-3 -> C-3-4 | C-3-4 | RU#35 | SJSANMGMT | STORAGE SERVICES | Compaq | ProLiant | 1850R | CMPQ931 | D11FK31K010 |  | 153.32.14.60 | Aug 5 2014 2:55PM
San Jose | San Jose -> WTSR -> ROW-C-3 -> C-3-4 | C-3-4 | RU#32 | blanking panel |  | APC | NetShelter | AR8101BLK-3U | APCC280 |  |  |  | Aug 20 2014 4:13PM
San Jose | San Jose -> WTSR -> ROW-C-3 -> C-3-4 | C-3-4 | RU#24 | blanking panel |  | APC | NetShelter | AR8101BLK-8U | APC972 |  |  |  | Aug 20 2014 4:13PM
San Jose | San Jose -> WTSR -> ROW-C-3 -> C-3-4 | C-3-4 | RU#23 | monitor/keyboard |  | Hewlett-Packard | Flat Panel | AG052A | HEPA652 |  |  |  | Aug 5 2014 2:55PM
San Jose | San Jose -> WTSR -> ROW-C-3 -> C-3-4 | C-3-4 | RU#22 | shelf |  | Generic Equipment Set | Shelf | 19 Inch 1U Shelf | GENR944 |  |  |  | Aug 5 2014 2:55PM
San Jose | San Jose -> WTSR -> ROW-C-3 -> C-3-4 | C-3-4 | RU#20 | blanking panel |  | APC | NetShelter | AR8101BLK-2U | APC970 |  |  |  | Mar 3 2015 2:54PM
San Jose | San Jose -> WTSR -> ROW-C-3 -> C-3-4 | C-3-4 | RU#18 | blanking panel |  | APC | NetShelter | AR8101BLK-2U | APC970 |  |  |  | Aug 5 2014 2:54PM
San Jose | San Jose -> WTSR -> ROW-C-3 -> C-3-4 | C-3-4 | RU#16 | blanking panel |  | APC | NetShelter | AR8101BLK-2U | APC970 |  |  |  | Aug 5 2014 2:54PM
San Jose | San Jose -> WTSR -> ROW-C-3 -> C-3-4 | C-3-4 | RU#14 | blanking panel |  | APC | NetShelter | AR8101BLK-2U | APC970 |  |  |  | Aug 5 2014 2:54PM
San Jose | San Jose -> WTSR -> ROW-C-3 -> C-3-4 | C-3-4 | RU#12 | blanking panel |  | APC | NetShelter | AR8101BLK-2U | APC970 |  |  |  | Aug 5 2014 2:54PM
San Jose | San Jose -> WTSR -> ROW-C-3 -> C-3-4 | C-3-4 | RU#11 | PDU |  | Leviton Voice and Data | RDP Series | RDP-175 (Closed View) | LEVI651 |  |  |  | Aug 5 2014 2:54PM
San Jose | San Jose -> WTSR -> ROW-C-3 -> C-3-5 | C-3-5 | RU#09 | blanking panel |  | APC | NetShelter | AR8101BLK-2U | APC970 |  |  |  | Aug 5 2014 2:56PM
San Jose | San Jose -> WTSR -> ROW-C-3 -> C-3-5 | C-3-5 | RU#07 | blanking panel |  | APC | NetShelter | AR8101BLK-2U | APC970 |  |  |  | Aug 5 2014 2:56PM
San Jose | San Jose -> WTSR -> ROW-C-3 -> C-3-5 | C-3-5 | RU#05 | blanking panel |  | APC | NetShelter | AR8101BLK-2U | APC970 |  |  |  | Aug 5 2014 2:56PM
San Jose | San Jose -> WTSR -> ROW-C-3 -> C-3-5 | C-3-5 | RU#03 | blanking panel |  | APC | NetShelter | AR8101BLK-2U | APC970 |  |  |  | Aug 5 2014 2:56PM
San Jose | San Jose -> WTSR -> ROW-C-3 -> C-3-5 | C-3-5 | RU#01 | blanking panel |  | APC | NetShelter | AR8101BLK-2U | APC970 |  |  |  | Aug 5 2014 2:56PM
San Jose | San Jose -> WTSR -> ROW-C-3 -> C-3-5 | C-3-5 | RU#44 | blanking panel |  | APC | NetShelter | AR8101BLK-2U | APC970 |  |  |  | Aug 5 2014 2:57PM
San Jose | San Jose -> WTSR -> ROW-C-3 -> C-3-5 | C-3-5 | RU#43 | KVMWEST4 | DATA CENTER OPERATIONS | Raritan Computer | Dominion KX | KX432 Rackmount | RCI144 | HK3EA00084 | 3089881 | 10.0.8.67 | Aug 5 2014 2:57PM
San Jose | San Jose -> WTSR -> ROW-C-3 -> C-3-5 | C-3-5 | RU#41 | blanking panel |  | APC | NetShelter | AR8101BLK-2U | APC970 |  |  |  | Aug 5 2014 2:57PM
San Jose | San Jose -> WTSR -> ROW-C-3 -> C-3-5 | C-3-5 | RU#40 | blanking panel |  | APC | NetShelter | AR8101BLK-1U | APC969 |  |  |  | Aug 5 2014 2:57PM
San Jose | San Jose -> WTSR -> ROW-C-3 -> C-3-5 | C-3-5 | RU#36 | blanking panel |  | APC | NetShelter | AR8101BLK-4U | APC971 |  |  |  | Aug 5 2014 2:57PM
San Jose | San Jose -> WTSR -> ROW-C-3 -> C-3-5 | C-3-5 | RU#34 | blanking panel |  | APC | NetShelter | AR8101BLK-2U | APC970 |  |  |  | Aug 5 2014 2:57PM
San Jose | San Jose -> WTSR -> ROW-C-3 -> C-3-5 | C-3-5 | RU#32 | blanking panel |  | APC | NetShelter | AR8101BLK-2U | APC970 |  |  |  | Aug 5 2014 2:57PM
San Jose | San Jose -> WTSR -> ROW-C-3 -> C-3-5 | C-3-5 | RU#30 | blanking panel |  | APC | NetShelter | AR8101BLK-2U | APC970 |  |  |  | Aug 5 2014 2:57PM
San Jose | San Jose -> WTSR -> ROW-C-3 -> C-3-5 | C-3-5 | RU#28 | blanking panel |  | APC | NetShelter | AR8101BLK-2U | APC970 |  |  |  | Aug 5 2014 2:57PM
San Jose | San Jose -> WTSR -> ROW-C-3 -> C-3-5 | C-3-5 | RU#26 | blanking panel |  | APC | NetShelter | AR8101BLK-2U | APC970 |  |  |  | Aug 5 2014 2:57PM
San Jose | San Jose -> WTSR -> ROW-C-3 -> C-3-5 | C-3-5 | RU#25 | blanking panel |  | APC | NetShelter | AR8101BLK-1U | APC969 |  |  |  | Aug 5 2014 2:57PM
San Jose | San Jose -> WTSR -> ROW-C-3 -> C-3-5 | C-3-5 | RU#24 | PDU | DATA CENTER OPERATIONS | Leviton Voice and Data | RDP Series | RDP-175 (Closed View) | LEVI651 |  |  |  | Aug 5 2014 2:57PM
San Jose | San Jose -> WTSR -> ROW-C-3 -> C-3-5 | C-3-5 | RU#23 | blanking panel |  | APC | NetShelter | AR8101BLK-1U | APC969 |  |  |  | Aug 5 2014 2:57PM
San Jose | San Jose -> WTSR -> ROW-C-3 -> C-3-5 | C-3-5 | RU#21 | blanking panel |  | APC | NetShelter | AR8101BLK-2U | APC970 |  |  |  | Aug 5 2014 2:56PM
San Jose | San Jose -> WTSR -> ROW-C-3 -> C-3-5 | C-3-5 | RU#19 | blanking panel |  | APC | NetShelter | AR8101BLK-2U | APC970 |  |  |  | Aug 5 2014 2:56PM
San Jose | San Jose -> WTSR -> ROW-C-3 -> C-3-5 | C-3-5 | RU#17 | blanking panel |  | APC | NetShelter | AR8101BLK-2U | APC970 |  |  |  | Aug 5 2014 2:56PM
San Jose | San Jose -> WTSR -> ROW-C-3 -> C-3-5 | C-3-5 | RU#15 | blanking panel |  | APC | NetShelter | AR8101BLK-2U | APC970 |  |  |  | Aug 5 2014 2:56PM
San Jose | San Jose -> WTSR -> ROW-C-3 -> C-3-5 | C-3-5 | RU#13 | blanking panel |  | APC | NetShelter | AR8101BLK-2U | APC970 |  |  |  | Aug 5 2014 2:56PM
San Jose | San Jose -> WTSR -> ROW-C-3 -> C-3-5 | C-3-5 | RU#11 | blanking panel |  | APC | NetShelter | AR8101BLK-2U | APC970 |  |  |  | Aug 5 2014 2:56PM
San Jose | San Jose -> WTSR -> ROW-C-3 -> C-3-6 | C-3-6 | RU#03 | blanking panel |  | APC | NetShelter | AR8101BLK-8U | APC972 |  |  |  | Aug 20 2014 4:28PM
San Jose | San Jose -> WTSR -> ROW-C-3 -> C-3-6 | C-3-6 | RU#02 | shelf |  | Generic Equipment Set | Shelf | 19 Inch 1U Shelf | GENR944 |  |  |  | Aug 5 2014 2:57PM
San Jose | San Jose -> WTSR -> ROW-C-3 -> C-3-6 | C-3-6 | RU#01 | blanking panel |  | APC | NetShelter | AR8101BLK-1U | APC969 |  |  |  | Aug 20 2014 4:28PM
San Jose | San Jose -> WTSR -> ROW-C-3 -> C-3-6 | C-3-6 | RU#44 | cable manager |  | Generic Equipment Set | Panel | Blank 2U Panel | GENR260 |  |  |  | Aug 5 2014 2:58PM
San Jose | San Jose -> WTSR -> ROW-C-3 -> C-3-6 | C-3-6 | RU#43 | CONWEST 7 | DATA CENTER OPERATIONS | Cyclades | AlterPath | ACS48 | CYCL017 | ATP067017 |  |  | Aug 5 2014 2:58PM
San Jose | San Jose -> WTSR -> ROW-C-3 -> C-3-6 | C-3-6 | RU#41 | AR8101BLK-2U |  | APC | NetShelter | AR8101BLK-2U | APC970 |  |  |  | Oct 14 2014 1:01PM
San Jose | San Jose -> WTSR -> ROW-C-3 -> C-3-6 | C-3-6 | RU#40 | Blanking Panel |  | APC | NetShelter | AR8101BLK-1U | APC969 |  |  |  | Oct 14 2014 1:01PM
San Jose | San Jose -> WTSR -> ROW-C-3 -> C-3-6 | C-3-6 | RU#38 | Blanking Panel |  | APC | NetShelter | AR8101BLK-2U | APC970 |  |  |  | Oct 14 2014 1:01PM
San Jose | San Jose -> WTSR -> ROW-C-3 -> C-3-6 | C-3-6 | RU#36 | Blanking Panel |  | APC | NetShelter | AR8101BLK-2U | APC970 |  |  |  | Oct 14 2014 1:01PM
San Jose | San Jose -> WTSR -> ROW-C-3 -> C-3-6 | C-3-6 | RU#34 | Blanking Panel |  | APC | NetShelter | AR8101BLK-2U | APC970 |  |  |  | Oct 14 2014 1:01PM
San Jose | San Jose -> WTSR -> ROW-C-3 -> C-3-6 | C-3-6 | RU#31 | SJDD582-02 (OFF 12/5/2013) | BACKUP SERVICES | Data Domain | DD Series | DD430 (Open View) | DADN007 |  |  |  | Aug 5 2014 2:58PM
San Jose | San Jose -> WTSR -> ROW-C-3 -> C-3-6 | C-3-6 | RU#28 | SJDD582-02 STORAGE2 | BACKUP SERVICES | Data Domain | DD Series | DD430 (Open View) | DADN007 |  |  |  | Aug 5 2014 2:58PM
San Jose | San Jose -> WTSR -> ROW-C-3 -> C-3-6 | C-3-6 | RU#25 | SJDD582-02 STORAGE1 | BACKUP SERVICES | Data Domain | DD Series | DD430 (Open View) | DADN007 |  |  |  | Aug 5 2014 2:58PM
San Jose | San Jose -> WTSR -> ROW-C-3 -> C-3-6 | C-3-6 | RU#24 | PDU1 | DATA CENTER OPERATIONS | Leviton Voice and Data | RDP Series | RDP-175 (Closed View) | LEVI651 |  |  |  | Aug 5 2014 2:57PM
San Jose | San Jose -> WTSR -> ROW-C-3 -> C-3-6 | C-3-6 | RU#23 | blanking panel |  | APC | NetShelter | AR8101BLK-1U | APC969 |  |  |  | Aug 20 2014 4:28PM
San Jose | San Jose -> WTSR -> ROW-C-3 -> C-3-6 | C-3-6 | RU#19 | blanking panel |  | APC | NetShelter | AR8101BLK-4U | APC971 |  |  |  | Aug 20 2014 4:28PM
San Jose | San Jose -> WTSR -> ROW-C-3 -> C-3-6 | C-3-6 | RU#11 | blanking panel |  | APC | NetShelter | AR8101BLK-8U | APC972 |  |  |  | Aug 20 2014 4:28PM
San Jose | San Jose -> WTSR -> ROW-C-3 -> C-3-7 | C-3-7 | RU#09 | blanking panel |  | APC | NetShelter | AR8101BLK-4U | APC971 |  |  |  | Aug 20 2014 4:52PM
San Jose | San Jose -> WTSR -> ROW-C-3 -> C-3-7 | C-3-7 | RU#01 | blanking panel |  | APC | NetShelter | AR8101BLK-8U | APC972 |  |  |  | Aug 20 2014 4:52PM
San Jose | San Jose -> WTSR -> ROW-C-3 -> C-3-7 | C-3-7 | RU#44 | cable manager |  | Generic Equipment Set | Panel | Blank 2U Panel | GENR260 |  |  |  | Aug 5 2014 3:00PM
San Jose | San Jose -> WTSR -> ROW-C-3 -> C-3-7 | C-3-7 | RU#41 | blanking panel |  | APC | NetShelter | AR8101BLK-3U | APCC280 |  |  |  | Aug 20 2014 4:52PM
San Jose | San Jose -> WTSR -> ROW-C-3 -> C-3-7 | C-3-7 | RU#37 | SJCADODC02 | DIRECTORY SERVICES | Compaq | ProLiant | DL580 G3 | CMPQ545 | USE534C57Y |  | 153.32.8.5 | Aug 5 2014 2:59PM
San Jose | San Jose -> WTSR -> ROW-C-3 -> C-3-7 | C-3-7 | RU#35 | blanking panel |  | APC | NetShelter | AR8101BLK-2U | APC970 |  |  |  | Aug 20 2014 4:52PM
San Jose | San Jose -> WTSR -> ROW-C-3 -> C-3-7 | C-3-7 | RU#33 | SMS-SJC-APP | SERVER SERVICES | Hewlett-Packard | ProLiant | DL380 G3 | HP256 | USX53700K8 |  | 153.32.15.203 | Aug 5 2014 2:59PM
San Jose | San Jose -> WTSR -> ROW-C-3 -> C-3-7 | C-3-7 | RU#32 | blanking panel |  | APC | NetShelter | AR8101BLK-1U | APC969 |  |  |  | Aug 20 2014 4:52PM
San Jose | San Jose -> WTSR -> ROW-C-3 -> C-3-7 | C-3-7 | RU#31 | CHANGERPT (OFF 12/5/2013) | SERVER SERVICES | Hewlett-Packard | ProLiant | DL360 G4 | HEPA155 | USM5030SR |  | 153.32.16.79 | Aug 5 2014 2:59PM
San Jose | San Jose -> WTSR -> ROW-C-3 -> C-3-7 | C-3-7 | RU#30 | shelf |  | Generic Equipment Set | Shelf | 19 Inch 1U Shelf | GENR944 |  |  |  | Aug 5 2014 2:59PM
San Jose | San Jose -> WTSR -> ROW-C-3 -> C-3-7 | C-3-7 | RU#29 | blanking panel |  | APC | NetShelter | AR8101BLK-1U | APC969 |  |  |  | Aug 20 2014 4:52PM
San Jose | San Jose -> WTSR -> ROW-C-3 -> C-3-7 | C-3-7 | RU#28 | PDU |  | Generic Equipment Set | Generic Device | RM 10 Outlets | GENC016 |  |  |  | Aug 5 2014 2:59PM
San Jose | San Jose -> WTSR -> ROW-C-3 -> C-3-7 | C-3-7 | RU#27 | blanking panel |  | APC | NetShelter | AR8101BLK-1U | APC969 |  |  |  | Aug 20 2014 4:52PM
San Jose | San Jose -> WTSR -> ROW-C-3 -> C-3-7 | C-3-7 | RU#23 | SMS-SJC-REP | SERVER SERVICES | Compaq | ProLiant | DL580 G3 | CMPQ545 | USE643NC99 | 3091413 | 153.32.16.67 | Aug 5 2014 2:59PM
San Jose | San Jose -> WTSR -> ROW-C-3 -> C-3-7 | C-3-7 | RU#22 | blanking panel |  | APC | NetShelter | AR8101BLK-1U | APC969 |  |  |  | Aug 20 2014 4:52PM
San Jose | San Jose -> WTSR -> ROW-C-3 -> C-3-7 | C-3-7 | RU#18 | SMS-SJC-MOB | SERVER SERVICES | Compaq | ProLiant | DL580 G3 | CMPQ545 | USE643N938 | 3091414 | 153.32.16.69 | Aug 5 2014 2:59PM
San Jose | San Jose -> WTSR -> ROW-C-3 -> C-3-7 | C-3-7 | RU#16 | OPMANAGER | SERVER SERVICES | Hewlett-Packard | ProLiant | DL380 G4 | HEPA156 | 2UX6290058 |  | 153.32.16.97 | Aug 5 2014 2:59PM
San Jose | San Jose -> WTSR -> ROW-C-3 -> C-3-7 | C-3-7 | RU#13 | blanking panel |  | APC | NetShelter | AR8101BLK-3U | APCC280 |  |  |  | Aug 20 2014 4:52PM
San Jose | San Jose -> WTSR -> ROW-C-3 -> C-3-8 | C-3-8 | RU#09 | blanking panel |  | APC | NetShelter | AR8101BLK-8U | APC972 |  |  |  | Aug 5 2014 3:00PM
San Jose | San Jose -> WTSR -> ROW-C-3 -> C-3-8 | C-3-8 | RU#01 | blanking panel |  | APC | NetShelter | AR8101BLK-8U | APC972 |  |  |  | Aug 5 2014 3:00PM
San Jose | San Jose -> WTSR -> ROW-C-3 -> C-3-8 | C-3-8 | RU#44 | SJWTF2CSW02 | STORAGE SERVICES | Brocade Communications Systems | Switches | 5300 | BROC111 | AHX1904F01F | 3104052 | 153.32.15.239 | Aug 5 2014 3:01PM
San Jose | San Jose -> WTSR -> ROW-C-3 -> C-3-8 | C-3-8 | RU#42 | blanking panel |  | APC | NetShelter | AR8101BLK-2U | APC970 |  |  |  | Sep 30 2014 5:26PM
San Jose | San Jose -> WTSR -> ROW-C-3 -> C-3-8 | C-3-8 | RU#40 | blanking panel |  | APC | NetShelter | AR8101BLK-2U | APC970 |  |  |  | Aug 5 2014 3:00PM
San Jose | San Jose -> WTSR -> ROW-C-3 -> C-3-8 | C-3-8 | RU#39 | PDU | DATA CENTER OPERATIONS | Leviton Voice and Data | RDP Series | RDP-175 (Closed View) | LEVI651 |  |  |  | Aug 5 2014 3:00PM
San Jose | San Jose -> WTSR -> ROW-C-3 -> C-3-8 | C-3-8 | RU#31 | blanking panel |  | APC | NetShelter | AR8101BLK-8U | APC972 |  |  |  | Aug 5 2014 3:00PM
San Jose | San Jose -> WTSR -> ROW-C-3 -> C-3-8 | C-3-8 | RU#29 | MPAD1P (OFF 12/5/2013) |  | Cisco Systems | MCS 7800 | MCS-7845I-3000 | CISO206 | USE737N4F1 |  | 153.32.16.236 | Aug 5 2014 3:00PM
San Jose | San Jose -> WTSR -> ROW-C-3 -> C-3-8 | C-3-8 | RU#27 | blanking panel |  | APC | NetShelter | AR8101BLK-2U | APC970 |  |  |  | Aug 5 2014 3:00PM
San Jose | San Jose -> WTSR -> ROW-C-3 -> C-3-8 | C-3-8 | RU#25 | blanking panel |  | APC | NetShelter | AR8101BLK-2U | APC970 |  |  |  | Aug 5 2014 3:00PM
San Jose | San Jose -> WTSR -> ROW-C-3 -> C-3-8 | C-3-8 | RU#17 | blanking panel |  | APC | NetShelter | AR8101BLK-8U | APC972 |  |  |  | Aug 5 2014 3:00PM
San Jose | San Jose -> WTSR -> ROW-C-4 -> C-4-1 | C-4-1 | RU#01 | SJW2DRB | NETWORK SERVICES | Cisco Systems | Catalyst 6500 | WS-C6509 | CSCA203 | SMG1127N173 |  |  | Aug 5 2014 3:02PM
San Jose | San Jose -> WTSR -> ROW-C-4 -> C-4-1 | C-4-1 | RU#44 | blanking panel |  | APC | NetShelter | AR8101BLK-2U | APC970 |  |  |  | Aug 5 2014 3:03PM
San Jose | San Jose -> WTSR -> ROW-C-4 -> C-4-1 | C-4-1 | RU#43 | SNJSWT2WLC01 | NETWORK SERVICES | Cisco Systems | ASA 5500 | ASA 5505-Rackmount | CICO798 | FCW1514L09F | N/A | N/A | Aug 5 2014 3:03PM
San Jose | San Jose -> WTSR -> ROW-C-4 -> C-4-1 | C-4-1 | RU#42 | blanking panel |  | APC | NetShelter | AR8101BLK-1U | APC969 |  |  |  | Aug 5 2014 3:03PM
San Jose | San Jose -> WTSR -> ROW-C-4 -> C-4-1 | C-4-1 | RU#41 | GUEST-AMER1 | NETWORK SERVICES | Cisco Systems | NAC Appliance Series | NAC3315-100-K9 | CISO919 | KQ87KK6 | 3112630 |  | Aug 5 2014 3:03PM
San Jose | San Jose -> WTSR -> ROW-C-4 -> C-4-1 | C-4-1 | RU#37 | blanking panel |  | APC | NetShelter | AR8101BLK-4U | APC971 |  |  |  | Aug 5 2014 3:03PM
San Jose | San Jose -> WTSR -> ROW-C-4 -> C-4-1 | C-4-1 | RU#35 | cable manager |  | APC | NetShelter | AR8426A | APC994 |  |  |  | Aug 5 2014 3:03PM
San Jose | San Jose -> WTSR -> ROW-C-4 -> C-4-1 | C-4-1 | RU#20 | SJW2DRA | NETWORK SERVICES | Cisco Systems | Catalyst 6500 | WS-C6509 | CSCA203 | SMG1128N2H9 |  |  | Aug 5 2014 3:03PM
San Jose | San Jose -> WTSR -> ROW-C-4 -> C-4-1 | C-4-1 | RU#19 | blanking panel |  | APC | NetShelter | AR8101BLK-1U | APC969 |  |  |  | Aug 5 2014 3:02PM
San Jose | San Jose -> WTSR -> ROW-C-4 -> C-4-1 | C-4-1 | RU#18 | SJWISOFW |  | Juniper Networks | NetScreen | 208 | JUNP225 |  |  |  | Oct 1 2014 5:38PM
San Jose | San Jose -> WTSR -> ROW-C-4 -> C-4-1 | C-4-1 | RU#16 | cable manager |  | APC | NetShelter | AR8426A | APC994 |  |  |  | Aug 5 2014 3:02PM
San Jose | San Jose -> WTSR -> ROW-C-4 -> C-4-2 | C-4-2 | RU#09 | blanking panel |  | APC | NetShelter | AR8101BLK-8U | APC972 |  |  |  | Aug 5 2014 3:04PM
San Jose | San Jose -> WTSR -> ROW-C-4 -> C-4-2 | C-4-2 | RU#01 | blanking panel |  | APC | NetShelter | AR8101BLK-8U | APC972 |  |  |  | Aug 5 2014 3:04PM
San Jose | San Jose -> WTSR -> ROW-C-4 -> C-4-2 | C-4-2 | RU#45 | blanking panel |  | APC | NetShelter | AR8101BLK-1U | APC969 |  |  |  | Aug 5 2014 3:05PM
San Jose | San Jose -> WTSR -> ROW-C-4 -> C-4-2 | C-4-2 | RU#43 | Blanking Panel |  | APC | NetShelter | AR8101BLK-2U | APC970 |  |  |  | Oct 14 2014 1:01PM
San Jose | San Jose -> WTSR -> ROW-C-4 -> C-4-2 | C-4-2 | RU#41 | blanking panel |  | APC | NetShelter | AR8101BLK-2U | APC970 |  |  |  | May 21 2015 6:49PM
San Jose | San Jose -> WTSR -> ROW-C-4 -> C-4-2 | C-4-2 | RU#39 | WINAF7APP05-PRD | SERVER SERVICES | Hewlett-Packard | ProLiant | DL380 G4 | HEPA156 | 2UX61600AR |  | NIC 10.0.4.170,ILO 10.0.4.171 | Aug 5 2014 3:05PM
San Jose | San Jose -> WTSR -> ROW-C-4 -> C-4-2 | C-4-2 | RU#38 | DOSTI (OFF 12/5/2013) | SERVER SERVICES | Hewlett-Packard | ProLiant | DL360 G4p | HEPA365 | USM63801Y7 |  | 153.32.16.173 | Aug 5 2014 3:05PM
San Jose | San Jose -> WTSR -> ROW-C-4 -> C-4-2 | C-4-2 | RU#36 | UPRINT1SJ |  | SUN Microsystems | Sun Fire | V240 | SUN182 | FN54520142 |  |  | Aug 20 2014 6:18PM
San Jose | San Jose -> WTSR -> ROW-C-4 -> C-4-2 | C-4-2 | RU#35 | blanking panel |  | APC | NetShelter | AR8101BLK-1U | APC969 |  |  |  | Apr 14 2015 3:28PM
San Jose | San Jose -> WTSR -> ROW-C-4 -> C-4-2 | C-4-2 | RU#34 | SNJSWTWLC-02 | NETWORK SERVICES | Cisco Systems | Cisco 5500 | AIR-CT5508-25-K9 | CISO656 | FCW1847L073 | 100214014 | 10.0.211.26 | Apr 13 2015 6:23PM
San Jose | San Jose -> WTSR -> ROW-C-4 -> C-4-2 | C-4-2 | RU#32 | LCES2ND-STG | SERVER SERVICES | Hewlett-Packard | ProLiant | DL380 G4 | HEPA156 | 2UX62704L5 |  | 10.8.188.78, mp1=10.8.225.85 | Aug 5 2014 3:04PM
San Jose | San Jose -> WTSR -> ROW-C-4 -> C-4-2 | C-4-2 | RU#30 | blanking panel |  | APC | NetShelter | AR8101BLK-2U | APC970 |  |  |  | Aug 5 2014 3:04PM
San Jose | San Jose -> WTSR -> ROW-C-4 -> C-4-2 | C-4-2 | RU#28 | blanking panel |  | APC | NetShelter | AR8101BLK-2U | APC970 |  |  |  | Jan 22 2016 12:56PM
San Jose | San Jose -> WTSR -> ROW-C-4 -> C-4-2 | C-4-2 | RU#27 | PDU2 |  | Generic Equipment Set | Generic Device | RM 8 Outlets | GENC018 |  |  |  | Aug 5 2014 3:04PM
San Jose | San Jose -> WTSR -> ROW-C-4 -> C-4-2 | C-4-2 | RU#26 | PDU1 |  | Generic Equipment Set | Generic Device | RM 8 Outlets | GENC018 |  |  |  | Aug 5 2014 3:04PM
San Jose | San Jose -> WTSR -> ROW-C-4 -> C-4-2 | C-4-2 | RU#25 | blanking panel |  | APC | NetShelter | AR8101BLK-1U | APC969 |  |  |  | Apr 14 2015 3:28PM
San Jose | San Jose -> WTSR -> ROW-C-4 -> C-4-2 | C-4-2 | RU#17 | blanking panel |  | APC | NetShelter | AR8101BLK-8U | APC972 |  |  |  | Aug 5 2014 3:04PM
San Jose | San Jose -> WTSR -> ROW-C-4 -> C-4-3 | C-4-3 | RU#08 | blanking panel |  | APC | NetShelter | AR8101BLK-2U | APC970 |  |  |  | Aug 5 2014 3:06PM
San Jose | San Jose -> WTSR -> ROW-C-4 -> C-4-3 | C-4-3 | RU#06 | blanking panel |  | APC | NetShelter | AR8101BLK-2U | APC970 |  |  |  | Aug 5 2014 3:05PM
San Jose | San Jose -> WTSR -> ROW-C-4 -> C-4-3 | C-4-3 | RU#04 | blanking panel |  | APC | NetShelter | AR8101BLK-2U | APC970 |  |  |  | Aug 5 2014 3:05PM
San Jose | San Jose -> WTSR -> ROW-C-4 -> C-4-3 | C-4-3 | RU#02 | blanking panel |  | APC | NetShelter | AR8101BLK-2U | APC970 |  |  |  | Aug 5 2014 3:05PM
San Jose | San Jose -> WTSR -> ROW-C-4 -> C-4-3 | C-4-3 | RU#01 | blanking panel |  | APC | NetShelter | AR8101BLK-1U | APC969 |  |  |  | Aug 5 2014 3:05PM
San Jose | San Jose -> WTSR -> ROW-C-4 -> C-4-3 | C-4-3 | RU#45 | cable manager |  | Generic Patch Panel Icons | Generic Patch Panel | 1U Cable Manager | PP195 |  |  |  | Aug 5 2014 3:07PM
San Jose | San Jose -> WTSR -> ROW-C-4 -> C-4-3 | C-4-3 | RU#44 | SNJSWSR-C4-ADMSD (REAR) | NETWORK SERVICES | Cisco Systems | Catalyst 2960 | WS-C2960S-48LPS-L | CSCY002 | FOC1723X2VQ | NA | NA | Aug 5 2014 3:07PM
San Jose | San Jose -> WTSR -> ROW-C-4 -> C-4-3 | C-4-3 | RU#43 | cable manager |  | Generic Patch Panel Icons | Generic Patch Panel | 1U Cable Manager | PP195 |  |  |  | Aug 5 2014 3:07PM
San Jose | San Jose -> WTSR -> ROW-C-4 -> C-4-3 | C-4-3 | RU#42 | SNJSWSR-C4-1G-FEX124 (REAR) | NETWORK SERVICES | Cisco Systems | Nexus 2000 Series | N2K-C2248TP-E | CSCY902 | FOX1724GZJ5 | NA | NA | Aug 5 2014 3:07PM
San Jose | San Jose -> WTSR -> ROW-C-4 -> C-4-3 | C-4-3 | RU#41 | cable manager |  | Generic Patch Panel Icons | Generic Patch Panel | 1U Cable Manager | PP195 |  |  |  | Aug 5 2014 3:07PM
San Jose | San Jose -> WTSR -> ROW-C-4 -> C-4-3 | C-4-3 | RU#40 | SNJSWSR-C4-10G-FEX104 (REAR) | NETWORK SERVICES | Cisco Systems | Nexus 2000 Series | N2K-C2232PP-10GE | CISY951 | SSI171909GA | NA | NA | Aug 5 2014 3:07PM
San Jose | San Jose -> WTSR -> ROW-C-4 -> C-4-3 | C-4-3 | RU#39 | cable manager |  | Generic Patch Panel Icons | Generic Patch Panel | 1U Cable Manager | PP195 |  |  |  | Aug 5 2014 3:07PM
San Jose | San Jose -> WTSR -> ROW-C-4 -> C-4-3 | C-4-3 | RU#37 | blanking panel |  | APC | NetShelter | AR8101BLK-2U | APC970 |  |  |  | Aug 5 2014 3:07PM
San Jose | San Jose -> WTSR -> ROW-C-4 -> C-4-3 | C-4-3 | RU#35 | blanking panel |  | APC | NetShelter | AR8101BLK-2U | APC970 |  |  |  | Aug 5 2014 3:07PM
San Jose | San Jose -> WTSR -> ROW-C-4 -> C-4-3 | C-4-3 | RU#33 | blanking panel |  | APC | NetShelter | AR8101BLK-2U | APC970 |  |  |  | Aug 5 2014 3:06PM
San Jose | San Jose -> WTSR -> ROW-C-4 -> C-4-3 | C-4-3 | RU#31 | blanking panel |  | APC | NetShelter | AR8101BLK-2U | APC970 |  |  |  | Aug 5 2014 3:06PM
San Jose | San Jose -> WTSR -> ROW-C-4 -> C-4-3 | C-4-3 | RU#29 | blanking panel |  | APC | NetShelter | AR8101BLK-2U | APC970 |  |  |  | Aug 5 2014 3:06PM
San Jose | San Jose -> WTSR -> ROW-C-4 -> C-4-3 | C-4-3 | RU#27 | blanking panel |  | APC | NetShelter | AR8101BLK-2U | APC970 |  |  |  | Aug 5 2014 3:06PM
San Jose | San Jose -> WTSR -> ROW-C-4 -> C-4-3 | C-4-3 | RU#26 | XFER-02 | NETWORK SERVICES | Infoblox | DNS | Trinzic 1410 | IFBX023 | 1401201406100310 | 3136845 |  | Aug 13 2014 1:23PM
San Jose | San Jose -> WTSR -> ROW-C-4 -> C-4-3 | C-4-3 | RU#25 | XFER-01 | NETWORK SERVICES | Infoblox | DNS | Trinzic 1410 | IFBX023 | 1401201406100300 | 3136844 |  | Aug 13 2014 1:23PM
San Jose | San Jose -> WTSR -> ROW-C-4 -> C-4-3 | C-4-3 | RU#23 | Blanking Panel |  | APC | NetShelter | AR8101BLK-2U | APC970 |  |  |  | Apr 3 2015 5:24PM
San Jose | San Jose -> WTSR -> ROW-C-4 -> C-4-3 | C-4-3 | RU#21 | BLANKING PANEL |  | APC | NetShelter | AR8101BLK-2U | APC970 |  |  |  | Aug 26 2015 3:19PM
San Jose | San Jose -> WTSR -> ROW-C-4 -> C-4-3 | C-4-3 | RU#19 | BLANKING PANEL |  | APC | NetShelter | AR8101BLK-2U | APC970 |  |  |  | Aug 26 2015 3:19PM
San Jose | San Jose -> WTSR -> ROW-C-4 -> C-4-3 | C-4-3 | RU#18 | DISK ARRAY2 |  | SUN Microsystems | StorEdge | StorEdge S1 Array | SUN228 |  |  |  | Aug 5 2014 3:06PM
San Jose | San Jose -> WTSR -> ROW-C-4 -> C-4-3 | C-4-3 | RU#17 | DISK ARRAY1 |  | SUN Microsystems | StorEdge | StorEdge S1 Array | SUN228 |  | A-08232 |  | Aug 5 2014 3:06PM
San Jose | San Jose -> WTSR -> ROW-C-4 -> C-4-3 | C-4-3 | RU#15 | P01PNGRPT01 | SERVER SERVICES | SUN Microsystems | Sun Fire | V240 | SUN182 | FN34320284 |  | 153.32.15.94 | Aug 5 2014 3:06PM
San Jose | San Jose -> WTSR -> ROW-C-4 -> C-4-3 | C-4-3 | RU#14 | blanking panel |  | APC | NetShelter | AR8101BLK-1U | APC969 |  |  |  | Aug 13 2014 4:24PM
San Jose | San Jose -> WTSR -> ROW-C-4 -> C-4-3 | C-4-3 | RU#12 | blanking panel |  | APC | NetShelter | AR8101BLK-2U | APC970 |  |  |  | Aug 5 2014 3:06PM
San Jose | San Jose -> WTSR -> ROW-C-4 -> C-4-3 | C-4-3 | RU#10 | blanking panel |  | APC | NetShelter | AR8101BLK-2U | APC970 |  |  |  | Aug 5 2014 3:06PM
San Jose | San Jose -> WTSR -> ROW-C-4 -> C-4-4 | C-4-4 | RU#09 | blanking panel |  | APC | NetShelter | AR8101BLK-8U | APC972 |  |  |  | Aug 5 2014 3:07PM
San Jose | San Jose -> WTSR -> ROW-C-4 -> C-4-4 | C-4-4 | RU#01 | blanking panel |  | APC | NetShelter | AR8101BLK-8U | APC972 |  |  |  | Aug 5 2014 3:07PM
San Jose | San Jose -> WTSR -> ROW-C-4 -> C-4-4 | C-4-4 | RU#44 | blanking panel |  | APC | NetShelter | AR8101BLK-2U | APC970 |  |  |  | Aug 5 2014 3:08PM
San Jose | San Jose -> WTSR -> ROW-C-4 -> C-4-4 | C-4-4 | RU#43 | CONWEST9 | DATA CENTER OPERATIONS | Cyclades | AlterPath | ACS48 | CYCL017 | ATP137356 |  |  | Aug 5 2014 3:08PM
San Jose | San Jose -> WTSR -> ROW-C-4 -> C-4-4 | C-4-4 | RU#41 | Q01WEB01 | SERVER SERVICES | SUN Microsystems | Sun Fire | V240 | SUN182 | FN52930081 |  | 153.32.15.98 | Aug 5 2014 3:08PM
San Jose | San Jose -> WTSR -> ROW-C-4 -> C-4-4 | C-4-4 | RU#37 | blanking panel |  | APC | NetShelter | AR8101BLK-4U | APC971 |  |  |  | Aug 5 2014 3:08PM
San Jose | San Jose -> WTSR -> ROW-C-4 -> C-4-4 | C-4-4 | RU#35 | D01WEB02-3510 |  | SUN Microsystems | StorEdge | StorEdge 3510 FC JBOD/Expansion | SUN155 |  |  |  | Aug 5 2014 3:08PM
San Jose | San Jose -> WTSR -> ROW-C-4 -> C-4-4 | C-4-4 | RU#34 | shelf |  | Generic Equipment Set | Shelf | 19 Inch 1U Shelf | GENR944 |  |  |  | Aug 5 2014 3:08PM
San Jose | San Jose -> WTSR -> ROW-C-4 -> C-4-4 | C-4-4 | RU#33 | TUOLUMNE (OFF 12/5/2013) | SERVER SERVICES | Hewlett-Packard | ProLiant | DL360 G3 | HP254 | USM50707M0 |  | 153.32.16.30 | Aug 5 2014 3:08PM
San Jose | San Jose -> WTSR -> ROW-C-4 -> C-4-4 | C-4-4 | RU#32 | shelf |  | Generic Equipment Set | Shelf | 19 Inch 1U Shelf | GENR944 |  |  |  | Aug 5 2014 3:08PM
San Jose | San Jose -> WTSR -> ROW-C-4 -> C-4-4 | C-4-4 | RU#31 | blanking panel |  | APC | NetShelter | AR8101BLK-1U | APC969 |  |  |  | Aug 5 2014 3:08PM
San Jose | San Jose -> WTSR -> ROW-C-4 -> C-4-4 | C-4-4 | RU#30 | Blanking Panel |  | APC | NetShelter | AR8101BLK-1U | APC969 |  |  |  | Oct 14 2014 1:01PM
San Jose | San Jose -> WTSR -> ROW-C-4 -> C-4-4 | C-4-4 | RU#29 | blanking panel |  | APC | NetShelter | AR8101BLK-1U | APC969 |  |  |  | Aug 5 2014 3:08PM
San Jose | San Jose -> WTSR -> ROW-C-4 -> C-4-4 | C-4-4 | RU#27 | blanking panel |  | APC | NetShelter | AR8101BLK-2U | APC970 |  |  |  | Aug 5 2014 3:08PM
San Jose | San Jose -> WTSR -> ROW-C-4 -> C-4-4 | C-4-4 | RU#26 | PDU1 | DATA CENTER OPERATIONS | Generic Equipment Set | Generic Device | RM 8 Outlets | GENC018 |  |  |  | Aug 5 2014 3:08PM
San Jose | San Jose -> WTSR -> ROW-C-4 -> C-4-4 | C-4-4 | RU#25 | PDU2 | DATA CENTER OPERATIONS | Generic Equipment Set | Generic Device | RM 8 Outlets | GENC018 |  |  |  | Aug 5 2014 3:08PM
San Jose | San Jose -> WTSR -> ROW-C-4 -> C-4-4 | C-4-4 | RU#24 | blanking panel |  | APC | NetShelter | AR8101BLK-1U | APC969 |  |  |  | Aug 5 2014 3:08PM
San Jose | San Jose -> WTSR -> ROW-C-4 -> C-4-4 | C-4-4 | RU#20 | blanking panel |  | APC | NetShelter | AR8101BLK-4U | APC971 |  |  |  | Aug 5 2014 3:08PM
San Jose | San Jose -> WTSR -> ROW-C-4 -> C-4-4 | C-4-4 | RU#19 | shelf |  | Generic Equipment Set | Shelf | 19 Inch 1U Shelf | GENR944 |  |  |  | Aug 5 2014 3:08PM
San Jose | San Jose -> WTSR -> ROW-C-4 -> C-4-4 | C-4-4 | RU#17 | blanking panel |  | APC | NetShelter | AR8101BLK-2U | APC970 |  |  |  | Aug 5 2014 3:07PM
San Jose | San Jose -> WTSR -> ROW-C-4 -> C-4-5 | C-4-5 | RU#09 | blanking panel |  | APC | NetShelter | AR8101BLK-8U | APC972 |  |  |  | Aug 5 2014 3:09PM
San Jose | San Jose -> WTSR -> ROW-C-4 -> C-4-5 | C-4-5 | RU#01 | blanking panel |  | APC | NetShelter | AR8101BLK-8U | APC972 |  |  |  | Aug 5 2014 3:09PM
San Jose | San Jose -> WTSR -> ROW-C-4 -> C-4-5 | C-4-5 | RU#45 | blanking panel |  | APC | NetShelter | AR8101BLK-1U | APC969 |  |  |  | Aug 5 2014 3:10PM
San Jose | San Jose -> WTSR -> ROW-C-4 -> C-4-5 | C-4-5 | RU#43 | Blanking Panel |  | APC | NetShelter | AR8101BLK-2U | APC970 |  |  |  | Apr 3 2015 5:24PM
San Jose | San Jose -> WTSR -> ROW-C-4 -> C-4-5 | C-4-5 | RU#41 | SJCC01MA05 (OFF 10/28/2011) | BACKUP SERVICES | Hewlett-Packard | ProLiant | DL380 G6 - SFF | HEPD897 | 2UX9260134 | 3099230 | 10.0.4.107 | Aug 5 2014 3:10PM
San Jose | San Jose -> WTSR -> ROW-C-4 -> C-4-5 | C-4-5 | RU#39 | Blanking Panel |  | APC | NetShelter | AR8101BLK-2U | APC970 |  |  |  | Oct 14 2014 1:01PM
San Jose | San Jose -> WTSR -> ROW-C-4 -> C-4-5 | C-4-5 | RU#38 | blanking panel |  | APC | NetShelter | AR8101BLK-1U | APC969 |  |  |  | Aug 5 2014 3:09PM
San Jose | San Jose -> WTSR -> ROW-C-4 -> C-4-5 | C-4-5 | RU#37 | ASA-SANJOSE-1 | NETWORK SERVICES | Cisco Systems | ASA 5500 | ASA 5550 | CICO641 | JMX1235L15D | 3097460 |  | Aug 5 2014 3:09PM
San Jose | San Jose -> WTSR -> ROW-C-4 -> C-4-5 | C-4-5 | RU#36 | ASA-SANJOSE-41 | NETWORK SERVICES | Cisco Systems | ASA 5500 | ASA 5550 | CICO641 | JMX1336L2E2 | 3099461 |  | Aug 5 2014 3:09PM
San Jose | San Jose -> WTSR -> ROW-C-4 -> C-4-5 | C-4-5 | RU#35 | ASA-SANJOSE-TEST-1 | NETWORK SERVICES | Cisco Systems | ASA 5500 | ASA 5550 | CICO641 | JMX1328L098 | 3099147 |  | Aug 5 2014 3:09PM
San Jose | San Jose -> WTSR -> ROW-C-4 -> C-4-5 | C-4-5 | RU#34 | Blanking Panel |  | APC | NetShelter | AR8101BLK-1U | APC969 |  |  |  | Dec 9 2014 4:50PM
San Jose | San Jose -> WTSR -> ROW-C-4 -> C-4-5 | C-4-5 | RU#32 | ASA-SANJOSE-12i | Security Services | Cisco Systems | ASA 5500 | ASA 5585-X | CSCY136 | JMX163070BX | 3117472 |  | Aug 5 2014 3:09PM
San Jose | San Jose -> WTSR -> ROW-C-4 -> C-4-5 | C-4-5 | RU#30 | SJSIEMEP1 |  | Q1 Labs | QRadar | QRadar 3100 | QLAB002 | 7800683 | 13001032 | 10.0.4.157 | Aug 5 2014 3:09PM
San Jose | San Jose -> WTSR -> ROW-C-4 -> C-4-5 | C-4-5 | RU#28 | SJSIEMEP2 |  | Q1 Labs | QRadar | QRadar 3100 | QLAB002 | 7800693 | 13001032 | 10.0.4.158 | Aug 5 2014 3:09PM
San Jose | San Jose -> WTSR -> ROW-C-4 -> C-4-5 | C-4-5 | RU#26 | SJSIEMEP3 | Security Services | Q1 Labs | QRadar | QRadar 3100 | QLAB002 | 7800688 | 13001032 | 10.0.4.159 | Aug 5 2014 3:09PM
San Jose | San Jose -> WTSR -> ROW-C-4 -> C-4-5 | C-4-5 | RU#24 | patch panel |  | Ortronics | Horizontal Cable Managers | OR-60400057 | ORT058 |  |  |  | Aug 5 2014 3:09PM
San Jose | San Jose -> WTSR -> ROW-C-4 -> C-4-5 | C-4-5 | RU#22 | SJSIEMCON |  | Q1 Labs | QRadar | QRadar 3100 | QLAB002 | 7800367 | 13001032 | 10.0.4.160 | Aug 5 2014 3:09PM
San Jose | San Jose -> WTSR -> ROW-C-4 -> C-4-5 | C-4-5 | RU#20 | SJSIEMFP1 | Security Services | Q1 Labs | QRadar | QRadar 3100 | QLAB002 | 7800689 | 13001032 | 10.0.4.161 | Aug 5 2014 3:09PM
San Jose | San Jose -> WTSR -> ROW-C-4 -> C-4-5 | C-4-5 | RU#18 | SJSIEMDN1 | Security Services | IBM | QRadar | 1805 | IBMR197 | 7870688 |  | 10.0.4.115, imm=10.0.20.100 | Jun 2 2015 12:31PM
San Jose | San Jose -> WTSR -> ROW-C-4 -> C-4-5 | C-4-5 | RU#17 | blanking panel |  | APC | NetShelter | AR8101BLK-1U | APC969 |  |  |  | Jun 2 2015 12:31PM
San Jose | San Jose -> WTSR -> ROW-C-4 -> C-4-6 | C-4-6 | RU#08 | blanking panel |  | APC | NetShelter | AR8101BLK-2U | APC970 |  |  |  | Aug 5 2014 3:10PM
San Jose | San Jose -> WTSR -> ROW-C-4 -> C-4-6 | C-4-6 | RU#07 | blanking panel |  | APC | NetShelter | AR8101BLK-1U | APC969 |  |  |  | Aug 5 2014 3:10PM
San Jose | San Jose -> WTSR -> ROW-C-4 -> C-4-6 | C-4-6 | RU#05 | blanking panel |  | APC | NetShelter | AR8101BLK-2U | APC970 |  |  |  | Aug 5 2014 3:10PM
San Jose | San Jose -> WTSR -> ROW-C-4 -> C-4-6 | C-4-6 | RU#03 | blanking panel |  | APC | NetShelter | AR8101BLK-2U | APC970 |  |  |  | Aug 5 2014 3:10PM
San Jose | San Jose -> WTSR -> ROW-C-4 -> C-4-6 | C-4-6 | RU#02 | PDU1 | DATA CENTER OPERATIONS | Generic Equipment Set | Generic Device | RM 8 Outlets | GENC018 |  |  |  | Aug 5 2014 3:10PM
San Jose | San Jose -> WTSR -> ROW-C-4 -> C-4-6 | C-4-6 | RU#01 | PDU2 | DATA CENTER OPERATIONS | Generic Equipment Set | Generic Device | RM 8 Outlets | GENC018 |  |  |  | Aug 5 2014 3:10PM
San Jose | San Jose -> WTSR -> ROW-C-4 -> C-4-6 | C-4-6 | RU#44 | blanking panel |  | APC | NetShelter | AR8101BLK-2U | APC970 |  |  |  | Aug 5 2014 3:13PM
San Jose | San Jose -> WTSR -> ROW-C-4 -> C-4-6 | C-4-6 | RU#42 | blanking panel |  | APC | NetShelter | AR8101BLK-2U | APC970 |  |  |  | Aug 5 2014 3:13PM
San Jose | San Jose -> WTSR -> ROW-C-4 -> C-4-6 | C-4-6 | RU#41 | NITRO2250 | LAB SERVICES | Apple Computer | Xserve | Xserve Quad Xeon | APPL167 | G88140WFX8S |  | 10.0.4.49 | Sep 30 2014 6:32PM
San Jose | San Jose -> WTSR -> ROW-C-4 -> C-4-6 | C-4-6 | RU#37 | blanking panel |  | APC | NetShelter | AR8101BLK-4U | APC971 |  |  |  | Oct 1 2014 5:26PM
San Jose | San Jose -> WTSR -> ROW-C-4 -> C-4-6 | C-4-6 | RU#36 | SJ-INFOSIM01 | NETWORK SERVICES | Infortrend | EONStor | B12F-R1430 | INFO059 | ISG-SNA-2014-00040 | 100214091 | 10.0.4.48 | Apr 24 2015 1:10PM
San Jose | San Jose -> WTSR -> ROW-C-4 -> C-4-6 | C-4-6 | RU#34 | Blanking Panel |  | APC | NetShelter | AR8101BLK-2U | APC970 |  |  |  | Oct 8 2014 4:04PM
San Jose | San Jose -> WTSR -> ROW-C-4 -> C-4-6 | C-4-6 | RU#33 | Blanking Panel |  | APC | NetShelter | AR8101BLK-1U | APC969 |  |  |  | Oct 8 2014 4:04PM
San Jose | San Jose -> WTSR -> ROW-C-4 -> C-4-6 | C-4-6 | RU#31 | blanking panel |  | APC | NetShelter | AR8101BLK-2U | APC970 |  |  |  | Aug 5 2014 3:12PM
San Jose | San Jose -> WTSR -> ROW-C-4 -> C-4-6 | C-4-6 | RU#29 | blanking panel |  | APC | NetShelter | AR8101BLK-2U | APC970 |  |  |  | Aug 5 2014 3:12PM
San Jose | San Jose -> WTSR -> ROW-C-4 -> C-4-6 | C-4-6 | RU#28 | CESIUM | LAB SERVICES | SUN Microsystems | Sun Fire | X4150 | SUNM082 | 0843QAR26C | 3097894 | 10.0.4.79 - 81 | Aug 5 2014 3:12PM
San Jose | San Jose -> WTSR -> ROW-C-4 -> C-4-6 | C-4-6 | RU#27 | RHENIUM | LAB SERVICES | SUN Microsystems | Sun Fire | X4150 | SUNM082 | 0843QAR202 | 3097895 | 10.0.4.82 - 84 | Aug 5 2014 3:12PM
San Jose | San Jose -> WTSR -> ROW-C-4 -> C-4-6 | C-4-6 | RU#25 | blanking panel |  | APC | NetShelter | AR8101BLK-2U | APC970 |  |  |  | Aug 5 2014 3:12PM
San Jose | San Jose -> WTSR -> ROW-C-4 -> C-4-6 | C-4-6 | RU#24 | blanking panel |  | APC | NetShelter | AR8101BLK-1U | APC969 |  |  |  | Aug 5 2014 3:11PM
San Jose | San Jose -> WTSR -> ROW-C-4 -> C-4-6 | C-4-6 | RU#22 | SJSTRMEP | STORAGE SERVICES | Juniper Networks | SA Series | SA6500 | JUNP023 | 251032012200016 |  | 10.0.4.122 | Aug 5 2014 3:11PM
San Jose | San Jose -> WTSR -> ROW-C-4 -> C-4-6 | C-4-6 | RU#20 | SJSTRMEP3 | Security Services | Juniper Networks | STRM Series | STRM 5000 II | JNPR017 | 251022012200007 | 3116995 | NIC1 10.0.4.142 | Aug 5 2014 3:11PM
San Jose | San Jose -> WTSR -> ROW-C-4 -> C-4-6 | C-4-6 | RU#18 | SJSTRMCON | STORAGE SERVICES | Juniper Networks | SA Series | SA6500 | JUNP023 | 251072010200011 |  | 10.0.4.75 | Aug 5 2014 3:11PM
San Jose | San Jose -> WTSR -> ROW-C-4 -> C-4-6 | C-4-6 | RU#16 | PI-LAB |  | Cisco Systems | UCS C-Series | PI-UCS-APL-K9 | CSSY924 | FCH1933V1T0 |  |  | Sep 25 2015 2:01PM
San Jose | San Jose -> WTSR -> ROW-C-4 -> C-4-6 | C-4-6 | RU#14 | SJSTRMFP | STORAGE SERVICES | Juniper Networks | SA Series | SA6500 | JUNP023 | 251042010200005 |  | 10.0.4.103 | Aug 5 2014 3:11PM
San Jose | San Jose -> WTSR -> ROW-C-4 -> C-4-6 | C-4-6 | RU#12 | SJSTRMEP2 | STORAGE SERVICES | Juniper Networks | SA Series | SA6500 | JUNP023 | 251122010200005 |  | 10.0.4.109 | Aug 5 2014 3:10PM
San Jose | San Jose -> WTSR -> ROW-C-4 -> C-4-6 | C-4-6 | RU#10 | SJSTRMEP4 | Security Services | Juniper Networks | STRM Series | STRM 5000 II | JNPR017 | 251062012200008 | 3119437 | 10.0.4.121 | Aug 5 2014 3:10PM
San Jose | San Jose -> WTSR -> ROW-C-4 -> C-4-7 | C-4-7 | RU#09 | blanking panel |  | APC | NetShelter | AR8101BLK-2U | APC970 |  |  |  | Aug 5 2014 3:13PM
San Jose | San Jose -> WTSR -> ROW-C-4 -> C-4-7 | C-4-7 | RU#01 | blanking panel |  | APC | NetShelter | AR8101BLK-8U | APC972 |  |  |  | Aug 5 2014 3:13PM
San Jose | San Jose -> WTSR -> ROW-C-4 -> C-4-7 | C-4-7 | RU#42 | blanking panel |  | APC | NetShelter | AR8101BLK-4U | APC971 |  |  |  | Aug 5 2014 3:15PM
San Jose | San Jose -> WTSR -> ROW-C-4 -> C-4-7 | C-4-7 | RU#40 | RACKWISE | DATA CENTER OPERATIONS | Hewlett-Packard | ProLiant | DL380 G3 | HP256 | 2UX708040G |  | 153.32.16.118 | Aug 5 2014 3:15PM
San Jose | San Jose -> WTSR -> ROW-C-4 -> C-4-7 | C-4-7 | RU#38 | SJCC01-NEW (OFF 12/5/2013) | BACKUP SERVICES | Hewlett-Packard | ProLiant | DL380 G6 - LFF | HEPD898 | 2UX926057S |  | 153.32.15.62 | Aug 5 2014 3:15PM
San Jose | San Jose -> WTSR -> ROW-C-4 -> C-4-7 | C-4-7 | RU#36 | blanking panel |  | APC | NetShelter | AR8101BLK-2U | APC970 |  |  |  | Aug 5 2014 3:15PM
San Jose | San Jose -> WTSR -> ROW-C-4 -> C-4-7 | C-4-7 | RU#28 | blanking panel |  | APC | NetShelter | AR8101BLK-8U | APC972 |  |  |  | Aug 5 2014 3:15PM
San Jose | San Jose -> WTSR -> ROW-C-4 -> C-4-7 | C-4-7 | RU#26 | SJCLDAPR03 | DIRECTORY SERVICES | SUN Microsystems | Sun Fire | T2000 | SUN160 | 0652NNN061 |  | 153.32.16.141 | Aug 5 2014 3:14PM
San Jose | San Jose -> WTSR -> ROW-C-4 -> C-4-7 | C-4-7 | RU#22 | blanking panel |  | APC | NetShelter | AR8101BLK-4U | APC971 |  |  |  | Aug 5 2014 3:14PM
San Jose | San Jose -> WTSR -> ROW-C-4 -> C-4-7 | C-4-7 | RU#21 | blanking panel |  | APC | NetShelter | AR8101BLK-1U | APC969 |  |  |  | Jan 5 2015 4:36PM
San Jose | San Jose -> WTSR -> ROW-C-4 -> C-4-7 | C-4-7 | RU#19 | SJ3HRA001 | TELECOM SERVICES | Hewlett-Packard | ProLiant | DL380p G8 - SFF | HEPC893 | 2M2441038M | 3138343 | ilo=10.0.4.70 | Jan 5 2015 4:36PM
San Jose | San Jose -> WTSR -> ROW-C-4 -> C-4-7 | C-4-7 | RU#18 | blanking panel |  | APC | NetShelter | AR8101BLK-1U | APC969 |  |  |  | Jan 5 2015 4:36PM
San Jose | San Jose -> WTSR -> ROW-C-4 -> C-4-7 | C-4-7 | RU#16 | KVMMASTER-WEST | DATA CENTER OPERATIONS | Raritan Computer | CommandCenter | CC-E1-256 | RCI156 | ACD9B00016 |  | 10.0.4.34 | Aug 5 2014 3:14PM
San Jose | San Jose -> WTSR -> ROW-C-4 -> C-4-7 | C-4-7 | RU#15 | blanking panel |  | APC | NetShelter | AR8101BLK-1U | APC969 |  |  |  | Aug 5 2014 3:14PM
San Jose | San Jose -> WTSR -> ROW-C-4 -> C-4-7 | C-4-7 | RU#13 | SCCM-CAS | Security Services | Hewlett-Packard | ProLiant | DL380p G8 - SFF | HEPC893 | 2M2301001A | 3120191 | 10.0.7.50, ilo=10.0.7.51 | Aug 5 2014 3:14PM
San Jose | San Jose -> WTSR -> ROW-C-4 -> C-4-7 | C-4-7 | RU#11 | SCCM-REP | Security Services | Hewlett-Packard | ProLiant | DL380p G8 - SFF | HEPC893 | 2M225200WC | 3120190 | 10.0.7.52, ilo=10.0.7.53 | Aug 5 2014 3:13PM
San Jose | San Jose -> WTSR -> ROW-C-4 -> C-4-7 -> SJ3HRA001 | SJ3HRA001 | Slot#9 | 662883-B21 |  | Hewlett-Packard | ProLiant | 662883-B21 | HEPC894 |  |  |  | Jan 5 2015 4:36PM
San Jose | San Jose -> WTSR -> ROW-C-4 -> C-4-8 | C-4-8 | RU#09 | blanking panel |  | APC | NetShelter | AR8101BLK-1U | APC969 |  |  |  | Feb 17 2016 1:28PM
San Jose | San Jose -> WTSR -> ROW-C-4 -> C-4-8 | C-4-8 | RU#08 | blanking panel |  | APC | NetShelter | AR8101BLK-1U | APC969 |  |  |  | Aug 20 2014 5:44PM
San Jose | San Jose -> WTSR -> ROW-C-4 -> C-4-8 | C-4-8 | RU#07 | SJCWAASCM-01 | NETWORK SERVICES | Cisco Systems | Cisco Wide Area Virtualization Engine | WAVE-574-K9 | CISY650 | FCH1615V09Z | 3116095 | 10.0.4.28 | Aug 5 2014 3:15PM
San Jose | San Jose -> WTSR -> ROW-C-4 -> C-4-8 | C-4-8 | RU#05 | SNJSWAAS-01 | NETWORK SERVICES | Cisco Systems | Wide Area Application Virtualization Engine | WAVE-8541-K9 | CSCY919 | FCH1619V0ML | 3116096 | 10.31.0.238 | Oct 1 2014 4:07PM
San Jose | San Jose -> WTSR -> ROW-C-4 -> C-4-8 | C-4-8 | RU#03 | SNJSWAAS-02 | NETWORK SERVICES | Cisco Systems | Wide Area Application Virtualization Engine | WAVE-8541-K9 | CSCY919 | FCH1551V036 | 3116097 | 10.31.0.239 | Oct 1 2014 4:07PM
San Jose | San Jose -> WTSR -> ROW-C-4 -> C-4-8 | C-4-8 | RU#01 | blanking panel |  | APC | NetShelter | AR8101BLK-2U | APC970 |  |  |  | May 3 2016 4:08PM
San Jose | San Jose -> WTSR -> ROW-C-4 -> C-4-8 | C-4-8 | RU#44 | blanking panel |  | APC | NetShelter | AR8101BLK-2U | APC970 |  |  |  | Aug 5 2014 3:17PM
San Jose | San Jose -> WTSR -> ROW-C-4 -> C-4-8 | C-4-8 | RU#42 | blanking panel |  | APC | NetShelter | AR8101BLK-2U | APC970 |  |  |  | Aug 5 2014 3:17PM
San Jose | San Jose -> WTSR -> ROW-C-4 -> C-4-8 | C-4-8 | RU#40 | blanking panel |  | APC | NetShelter | AR8101BLK-2U | APC970 |  |  |  | Aug 5 2014 3:17PM
San Jose | San Jose -> WTSR -> ROW-C-4 -> C-4-8 | C-4-8 | RU#38 | blanking panel |  | APC | NetShelter | AR8101BLK-2U | APC970 |  |  |  | Aug 5 2014 3:17PM
San Jose | San Jose -> WTSR -> ROW-C-4 -> C-4-8 | C-4-8 | RU#36 | blanking panel |  | APC | NetShelter | AR8101BLK-2U | APC970 |  |  |  | Aug 5 2014 3:17PM
San Jose | San Jose -> WTSR -> ROW-C-4 -> C-4-8 | C-4-8 | RU#34 | blanking panel |  | APC | NetShelter | AR8101BLK-2U | APC970 |  |  |  | Aug 5 2014 3:17PM
San Jose | San Jose -> WTSR -> ROW-C-4 -> C-4-8 | C-4-8 | RU#32 | SJAT-BAC-DIAG | SERVER SERVICES | Hewlett-Packard | ProLiant | DL380 G6 - SFF | HEPD897 | 2UX9500L55 |  | 10.8.190.158 | Aug 5 2014 3:16PM
San Jose | San Jose -> WTSR -> ROW-C-4 -> C-4-8 | C-4-8 | RU#31 | SNJS-SEVONEP3 |  | Dell Computer | PowerEdge R-Series | PowerEdge R630 - 2 Slot | DELM586 | G2ND382 |  | drac=10.0.20.65 | Mar 16 2016 12:15PM
San Jose | San Jose -> WTSR -> ROW-C-4 -> C-4-8 | C-4-8 | RU#29 | blanking panel |  | APC | NetShelter | AR8101BLK-2U | APC970 |  |  |  | Mar 16 2016 12:15PM
San Jose | San Jose -> WTSR -> ROW-C-4 -> C-4-8 | C-4-8 | RU#27 | blanking panel |  | APC | NetShelter | AR8101BLK-2U | APC970 |  |  |  | Feb 17 2016 1:28PM
San Jose | San Jose -> WTSR -> ROW-C-4 -> C-4-8 | C-4-8 | RU#25 | SJ-SIS-WIN2 | Security Services | Hewlett-Packard | ProLiant | DL380 G6 - SFF | HEPD897 | 2UX9400103 | 3099783 | 10.0.4.178,10.0.4.179 | Aug 5 2014 3:16PM
San Jose | San Jose -> WTSR -> ROW-C-4 -> C-4-8 | C-4-8 | RU#24 | DEVTRANSFER-1 |  | Tumbleweed Communications | MailGate | 4600 | TUBL014 | 1Z3VZK1 |  | LOM = 10.0.20.61 | Aug 5 2014 3:16PM
San Jose | San Jose -> WTSR -> ROW-C-4 -> C-4-8 | C-4-8 | RU#22 | blanking panel |  | APC | NetShelter | AR8101BLK-2U | APC970 |  |  |  | Aug 5 2014 3:16PM
San Jose | San Jose -> WTSR -> ROW-C-4 -> C-4-8 | C-4-8 | RU#20 | SNJS-SEVONELOG |  | Generic Altima Technologies Rackmountable | General Rackmount Equipment | BWP2E | 0GRM282 | 4YJTR22 |  |  | Apr 10 2015 6:32PM
San Jose | San Jose -> WTSR -> ROW-C-4 -> C-4-8 | C-4-8 | RU#18 | SNJS-SEVONEP2 | NETWORK SERVICES | Dell Computer | PowerEdge | PowerEdge R715 | DELC641 | 6FR0TW1 |  | 10.0.4.151 | Aug 5 2014 3:16PM
San Jose | San Jose -> WTSR -> ROW-C-4 -> C-4-8 | C-4-8 | RU#16 | SNJS-SEVONEP1 | NETWORK SERVICES | Dell Computer | PowerEdge | PowerEdge R715 | DELC641 | 6FJ2TW1 |  | 10.0.4.151 | Aug 5 2014 3:16PM
San Jose | San Jose -> WTSR -> ROW-C-4 -> C-4-8 | C-4-8 | RU#14 | SNJS-SEVONED1 | NETWORK SERVICES | Dell Computer | PowerEdge | PowerEdge R715 | DELC641 | 6FR2TW1 |  | 10.0.4.151 | Aug 5 2014 3:16PM
San Jose | San Jose -> WTSR -> ROW-C-4 -> C-4-8 | C-4-8 | RU#13 | PDU |  | Generic Equipment Set | Generic Device | RM 8 Outlets | GENC018 |  |  |  | Aug 5 2014 3:15PM
San Jose | San Jose -> WTSR -> ROW-C-4 -> C-4-8 | C-4-8 | RU#12 | PDU |  | Generic Equipment Set | Generic Device | RM 8 Outlets | GENC018 |  |  |  | Aug 5 2014 3:15PM
San Jose | San Jose -> WTSR -> ROW-C-4 -> C-4-8 | C-4-8 | RU#10 | SNJS-SEVONEPLA |  | Dell Computer | PowerEdge R-Series | PowerEdge R720-3.5 Drive | DELC971 | G80DY12 |  |  | Oct 15 2014 12:52PM
San Jose | San Jose -> WTSR -> ROW-D-1 -> D-1-3 | D-1-3 | RU#06 | blanking panel |  | APC | NetShelter | AR8101BLK-4U | APC971 |  |  |  | Aug 5 2014 3:17PM
San Jose | San Jose -> WTSR -> ROW-D-1 -> D-1-3 | D-1-3 | RU#05 | blanking panel |  | APC | NetShelter | AR8101BLK-1U | APC969 |  |  |  | Aug 5 2014 3:17PM
San Jose | San Jose -> WTSR -> ROW-D-1 -> D-1-3 | D-1-3 | RU#01 | COSTNER | SERVER SERVICES | SUN Microsystems | Sun Fire | 280R | SUN091 | 330AD24D5 |  | 192.168.210.246 | Aug 5 2014 3:17PM
San Jose | San Jose -> WTSR -> ROW-D-1 -> D-1-3 | D-1-3 | RU#35 | blanking panel |  | APC | NetShelter | AR8101BLK-8U | APC972 |  |  |  | Aug 5 2014 3:17PM
San Jose | San Jose -> WTSR -> ROW-D-1 -> D-1-3 | D-1-3 | RU#27 | blanking panel |  | APC | NetShelter | AR8101BLK-8U | APC972 |  |  |  | Aug 5 2014 3:17PM
San Jose | San Jose -> WTSR -> ROW-D-1 -> D-1-3 | D-1-3 | RU#19 | blanking panel |  | APC | NetShelter | AR8101BLK-8U | APC972 |  |  |  | Aug 5 2014 3:17PM
San Jose | San Jose -> WTSR -> ROW-D-1 -> D-1-3 | D-1-3 | RU#18 | blanking panel |  | APC | NetShelter | AR8101BLK-1U | APC969 |  |  |  | Aug 20 2014 7:25PM
San Jose | San Jose -> WTSR -> ROW-D-1 -> D-1-3 | D-1-3 | RU#10 | blanking panel |  | APC | NetShelter | AR8101BLK-8U | APC972 |  |  |  | Aug 5 2014 3:17PM
San Jose | San Jose -> WTSR -> ROW-D-1 -> D-1-4 | D-1-4 | RU#03 | blanking panel |  | APC | NetShelter | AR8101BLK-8U | APC972 |  |  |  | Aug 5 2014 3:18PM
San Jose | San Jose -> WTSR -> ROW-D-1 -> D-1-4 | D-1-4 | RU#02 | shelf |  | Generic Equipment Set | Shelf | 19 Inch 1U Shelf | GENR944 |  |  |  | Aug 5 2014 3:18PM
San Jose | San Jose -> WTSR -> ROW-D-1 -> D-1-4 | D-1-4 | RU#01 | blanking panel |  | APC | NetShelter | AR8101BLK-1U | APC969 |  |  |  | Aug 5 2014 3:18PM
San Jose | San Jose -> WTSR -> ROW-D-1 -> D-1-4 | D-1-4 | RU#45 | blanking panel |  | APC | NetShelter | AR8101BLK-1U | APC969 |  |  |  | Aug 5 2014 3:18PM
San Jose | San Jose -> WTSR -> ROW-D-1 -> D-1-4 | D-1-4 | RU#44 | SJNTSD1-4 | NETWORK SERVICES | Cisco Systems | Catalyst 3500 XL | WS-C3524T-XL-EN | CSCO363 | FC01128Z56H |  | 192.168.208.33 | Aug 5 2014 3:18PM
San Jose | San Jose -> WTSR -> ROW-D-1 -> D-1-4 | D-1-4 | RU#43 | blanking panel |  | APC | NetShelter | AR8101BLK-1U | APC969 |  |  |  | Aug 5 2014 3:18PM
San Jose | San Jose -> WTSR -> ROW-D-1 -> D-1-4 | D-1-4 | RU#42 | blanking panel |  | APC | NetShelter | AR8101BLK-1U | APC969 |  |  |  | Aug 5 2014 3:18PM
San Jose | San Jose -> WTSR -> ROW-D-1 -> D-1-4 | D-1-4 | RU#34 | blanking panel |  | APC | NetShelter | AR8101BLK-8U | APC972 |  |  |  | Aug 5 2014 3:18PM
San Jose | San Jose -> WTSR -> ROW-D-1 -> D-1-4 | D-1-4 | RU#26 | blanking panel |  | APC | NetShelter | AR8101BLK-8U | APC972 |  |  |  | Aug 5 2014 3:18PM
San Jose | San Jose -> WTSR -> ROW-D-1 -> D-1-4 | D-1-4 | RU#22 | blanking panel |  | APC | NetShelter | AR8101BLK-4U | APC971 |  |  |  | Aug 5 2014 3:18PM
San Jose | San Jose -> WTSR -> ROW-D-1 -> D-1-4 | D-1-4 | RU#20 | blanking panel |  | APC | NetShelter | AR8101BLK-2U | APC970 |  |  |  | Aug 5 2014 3:18PM
San Jose | San Jose -> WTSR -> ROW-D-1 -> D-1-4 | D-1-4 | RU#19 | PDU | DATA CENTER OPERATIONS | Generic Equipment Set | Generic Device | RM 10 Outlets | GENC016 |  |  |  | Aug 5 2014 3:18PM
San Jose | San Jose -> WTSR -> ROW-D-1 -> D-1-4 | D-1-4 | RU#11 | blanking panel |  | APC | NetShelter | AR8101BLK-8U | APC972 |  |  |  | Aug 5 2014 3:18PM
San Jose | San Jose -> WTSR -> ROW-D-1 -> D-1-5 | D-1-5 | RU#09 | blanking panel |  | APC | NetShelter | AR8101BLK-2U | APC970 |  |  |  | Aug 5 2014 3:19PM
San Jose | San Jose -> WTSR -> ROW-D-1 -> D-1-5 | D-1-5 | RU#07 | blanking panel |  | APC | NetShelter | AR8101BLK-2U | APC970 |  |  |  | Aug 5 2014 3:19PM
San Jose | San Jose -> WTSR -> ROW-D-1 -> D-1-5 | D-1-5 | RU#05 | blanking panel |  | APC | NetShelter | AR8101BLK-2U | APC970 |  |  |  | Aug 5 2014 3:19PM
San Jose | San Jose -> WTSR -> ROW-D-1 -> D-1-5 | D-1-5 | RU#03 | blanking panel |  | APC | NetShelter | AR8101BLK-2U | APC970 |  |  |  | Aug 5 2014 3:18PM
San Jose | San Jose -> WTSR -> ROW-D-1 -> D-1-5 | D-1-5 | RU#01 | blanking panel |  | APC | NetShelter | AR8101BLK-2U | APC970 |  |  |  | Aug 5 2014 3:18PM
San Jose | San Jose -> WTSR -> ROW-D-1 -> D-1-5 | D-1-5 | RU#44 | blanking panel |  | APC | NetShelter | AR8101BLK-2U | APC970 |  |  |  | Aug 5 2014 3:20PM
San Jose | San Jose -> WTSR -> ROW-D-1 -> D-1-5 | D-1-5 | RU#43 | SJNTSD1-5 | NETWORK SERVICES | Cisco Systems | Catalyst 2900 XL | WS-C2924-XL-A | CSCO313 | F0C1128Z59U |  | 192.168.208.34 | Aug 5 2014 3:20PM
San Jose | San Jose -> WTSR -> ROW-D-1 -> D-1-5 | D-1-5 | RU#41 | blanking panel |  | APC | NetShelter | AR8101BLK-2U | APC970 |  |  |  | Aug 5 2014 3:20PM
San Jose | San Jose -> WTSR -> ROW-D-1 -> D-1-5 | D-1-5 | RU#39 | blanking panel |  | APC | NetShelter | AR8101BLK-2U | APC970 |  |  |  | Aug 5 2014 3:20PM
San Jose | San Jose -> WTSR -> ROW-D-1 -> D-1-5 | D-1-5 | RU#37 | blanking panel |  | APC | NetShelter | AR8101BLK-2U | APC970 |  |  |  | Aug 5 2014 3:20PM
San Jose | San Jose -> WTSR -> ROW-D-1 -> D-1-5 | D-1-5 | RU#35 | blanking panel |  | APC | NetShelter | AR8101BLK-2U | APC970 |  |  |  | Aug 5 2014 3:20PM
San Jose | San Jose -> WTSR -> ROW-D-1 -> D-1-5 | D-1-5 | RU#31 | NTCC01MA01 | BACKUP SERVICES | SUN Microsystems | Sun Fire | 280R | SUN091 | 326AD162B |  | 192.168.210.245 | Aug 5 2014 3:19PM
San Jose | San Jose -> WTSR -> ROW-D-1 -> D-1-5 | D-1-5 | RU#29 | blanking panel |  | APC | NetShelter | AR8101BLK-2U | APC970 |  |  |  | Aug 5 2014 3:19PM
San Jose | San Jose -> WTSR -> ROW-D-1 -> D-1-5 | D-1-5 | RU#27 | blanking panel |  | APC | NetShelter | AR8101BLK-2U | APC970 |  |  |  | Aug 5 2014 3:19PM
San Jose | San Jose -> WTSR -> ROW-D-1 -> D-1-5 | D-1-5 | RU#25 | blanking panel |  | APC | NetShelter | AR8101BLK-2U | APC970 |  |  |  | Aug 5 2014 3:19PM
San Jose | San Jose -> WTSR -> ROW-D-1 -> D-1-5 | D-1-5 | RU#23 | blanking panel |  | APC | NetShelter | AR8101BLK-2U | APC970 |  |  |  | Aug 5 2014 3:19PM
San Jose | San Jose -> WTSR -> ROW-D-1 -> D-1-5 | D-1-5 | RU#21 | blanking panel |  | APC | NetShelter | AR8101BLK-2U | APC970 |  |  |  | Aug 5 2014 3:19PM
San Jose | San Jose -> WTSR -> ROW-D-1 -> D-1-5 | D-1-5 | RU#20 | blanking panel |  | APC | NetShelter | AR8101BLK-1U | APC969 |  |  |  | Aug 5 2014 3:19PM
San Jose | San Jose -> WTSR -> ROW-D-1 -> D-1-5 | D-1-5 | RU#19 | PDU | DATA CENTER OPERATIONS | Generic Equipment Set | Generic Device | RM 10 Outlets | GENC016 |  |  |  | Aug 5 2014 3:19PM
San Jose | San Jose -> WTSR -> ROW-D-1 -> D-1-5 | D-1-5 | RU#17 | blanking panel |  | APC | NetShelter | AR8101BLK-2U | APC970 |  |  |  | Aug 5 2014 3:19PM
San Jose | San Jose -> WTSR -> ROW-D-1 -> D-1-5 | D-1-5 | RU#15 | blanking panel |  | APC | NetShelter | AR8101BLK-2U | APC970 |  |  |  | Aug 5 2014 3:19PM
San Jose | San Jose -> WTSR -> ROW-D-1 -> D-1-5 | D-1-5 | RU#13 | blanking panel |  | APC | NetShelter | AR8101BLK-2U | APC970 |  |  |  | Aug 5 2014 3:19PM
San Jose | San Jose -> WTSR -> ROW-D-1 -> D-1-5 | D-1-5 | RU#11 | blanking panel |  | APC | NetShelter | AR8101BLK-2U | APC970 |  |  |  | Aug 5 2014 3:19PM
San Jose | San Jose -> WTSR -> ROW-D-1 -> D-1-6 | D-1-6 | RU#09 | blanking panel |  | APC | NetShelter | AR8101BLK-4U | APC971 |  |  |  | Aug 20 2014 7:39PM
San Jose | San Jose -> WTSR -> ROW-D-1 -> D-1-6 | D-1-6 | RU#05 | NTCC01MA02 | BACKUP SERVICES | SUN Microsystems | Sun Fire | V440 | SUN199 | 0541AD8152 |  | 153.32.15.188 | Aug 5 2014 3:20PM
San Jose | San Jose -> WTSR -> ROW-D-1 -> D-1-6 | D-1-6 | RU#01 | blanking panel |  | APC | NetShelter | AR8101BLK-4U | APC971 |  |  |  | Aug 20 2014 7:39PM
San Jose | San Jose -> WTSR -> ROW-D-1 -> D-1-6 | D-1-6 | RU#45 | blanking panel |  | APC | NetShelter | AR8101BLK-1U | APC969 |  |  |  | Aug 20 2014 7:39PM
San Jose | San Jose -> WTSR -> ROW-D-1 -> D-1-6 | D-1-6 | RU#41 | blanking panel |  | APC | NetShelter | AR8101BLK-4U | APC971 |  |  |  | Aug 20 2014 7:39PM
San Jose | San Jose -> WTSR -> ROW-D-1 -> D-1-6 | D-1-6 | RU#39 | SJCC01 | SERVER SERVICES | Hewlett-Packard | ProLiant | DL380 G3 | HP256 | D326LDN1H659 |  |  | Aug 5 2014 3:20PM
San Jose | San Jose -> WTSR -> ROW-D-1 -> D-1-6 | D-1-6 | RU#37 | Blanking Panel |  | APC | NetShelter | AR8101BLK-2U | APC970 |  |  |  | Apr 3 2015 5:24PM
San Jose | San Jose -> WTSR -> ROW-D-1 -> D-1-6 | D-1-6 | RU#36 | shelf |  | Generic Equipment Set | Shelf | 19 Inch 1U Shelf | GENR944 |  |  |  | Aug 5 2014 3:20PM
San Jose | San Jose -> WTSR -> ROW-D-1 -> D-1-6 | D-1-6 | RU#33 | blanking panel |  | APC | NetShelter | AR8101BLK-3U | APCC280 |  |  |  | Aug 20 2014 7:39PM
San Jose | San Jose -> WTSR -> ROW-D-1 -> D-1-6 | D-1-6 | RU#29 | blanking panel |  | APC | NetShelter | AR8101BLK-4U | APC971 |  |  |  | Aug 20 2014 7:39PM
San Jose | San Jose -> WTSR -> ROW-D-1 -> D-1-6 | D-1-6 | RU#21 | blanking panel |  | APC | NetShelter | AR8101BLK-8U | APC972 |  |  |  | Aug 20 2014 7:39PM
San Jose | San Jose -> WTSR -> ROW-D-1 -> D-1-6 | D-1-6 | RU#17 | SJCC01MA05 (OFF 12/5/2013) | SERVER SERVICES | SUN Microsystems | Sun Fire | 280R | SUN091 | 322AD1C0C | 1000-76522 | 153.32.14.80 | Aug 5 2014 3:20PM
San Jose | San Jose -> WTSR -> ROW-D-1 -> D-1-6 | D-1-6 | RU#13 | SJCC01MA04 | SERVER SERVICES | SUN Microsystems | Sun Fire | 280R | SUN091 | 326AD1984 | 1000-76525 | 153.32.15.62 | Aug 5 2014 3:20PM
San Jose | San Jose -> WTSR -> ROW-D-2 -> D-2-0 | D-2-0 | RU#02 | SJNTCSB (OFF 12/5/2013) | NETWORK SERVICES | Cisco Systems | Catalyst 6500 | WS-C6509 | CSCA203 | TBA05350314 | 1000-71573 | 192.168.208.31 | Aug 5 2014 3:21PM
San Jose | San Jose -> WTSR -> ROW-D-2 -> D-2-0 | D-2-0 | RU#01 | blanking panel |  | APC | NetShelter | AR8101BLK-1U | APC969 |  |  |  | Aug 21 2014 12:20PM
San Jose | San Jose -> WTSR -> ROW-D-2 -> D-2-0 | D-2-0 | RU#45 | SJCDMZDNS01-NEW |  | Infoblox | DNS | Trinzic 820 | IFBX022 |  |  |  | Mar 13 2015 7:20PM
San Jose | San Jose -> WTSR -> ROW-D-2 -> D-2-0 | D-2-0 | RU#44 | SJCDMZDNS02-NEW |  | Infoblox | DNS | Trinzic 820 | IFBX022 |  |  |  | Mar 13 2015 7:20PM
San Jose | San Jose -> WTSR -> ROW-D-2 -> D-2-0 | D-2-0 | RU#43 | KVMWEST7 | DATA CENTER OPERATIONS | Raritan Computer | Dominion KX | KX432 Rackmount | RCI144 | HK3EB00226 |  | 10.0.8.70 | Aug 5 2014 3:23PM
San Jose | San Jose -> WTSR -> ROW-D-2 -> D-2-0 | D-2-0 | RU#41 | blanking panel |  | APC | NetShelter | AR8101BLK-2U | APC970 |  |  |  | May 9 2016 5:29PM
San Jose | San Jose -> WTSR -> ROW-D-2 -> D-2-0 | D-2-0 | RU#39 | blanking panel |  | APC | NetShelter | AR8101BLK-2U | APC970 |  |  |  | Sep 29 2015 4:07PM
San Jose | San Jose -> WTSR -> ROW-D-2 -> D-2-0 | D-2-0 | RU#35 | blanking panel |  | APC | NetShelter | AR8101BLK-4U | APC971 |  |  |  | Sep 29 2015 4:07PM
San Jose | San Jose -> WTSR -> ROW-D-2 -> D-2-0 | D-2-0 | RU#20 | SJNTCSA (OFF 12/5/2013) | NETWORK SERVICES | Cisco Systems | Catalyst 6500 | WS-C6509 | CSCA203 | TBA05350134 | 1000-71572 | 192.168.208.30 | Aug 5 2014 3:22PM
San Jose | San Jose -> WTSR -> ROW-D-2 -> D-2-0 | D-2-0 | RU#19 | PDU | DATA CENTER OPERATIONS | Leviton Voice and Data | RDP Series | RDP-175 (Closed View) | LEVI651 |  |  |  | Aug 5 2014 3:21PM
San Jose | San Jose -> WTSR -> ROW-D-2 -> D-2-0 | D-2-0 | RU#17 | cable manager |  | APC | NetShelter | AR8426A | APC994 |  |  |  | Aug 5 2014 3:21PM
San Jose | San Jose -> WTSR -> ROW-D-2 -> D-2-1 | D-2-1 | RU#02 | blanking panel |  | APC | NetShelter | AR8101BLK-8U | APC972 |  |  |  | Aug 21 2014 12:28PM
San Jose | San Jose -> WTSR -> ROW-D-2 -> D-2-1 | D-2-1 | RU#01 | PDU | DATA CENTER OPERATIONS | Generic Equipment Set | Generic Device | RM 10 Outlets | GENC016 |  |  |  | Aug 5 2014 3:23PM
San Jose | San Jose -> WTSR -> ROW-D-2 -> D-2-1 | D-2-1 | RU#43 | blanking panel |  | APC | NetShelter | AR8101BLK-3U | APCC280 |  |  |  | Aug 21 2014 12:28PM
San Jose | San Jose -> WTSR -> ROW-D-2 -> D-2-1 | D-2-1 | RU#42 | PDU | DATA CENTER OPERATIONS | Generic Equipment Set | Generic Device | RM 10 Outlets | GENC016 |  |  |  | Aug 5 2014 3:23PM
San Jose | San Jose -> WTSR -> ROW-D-2 -> D-2-1 | D-2-1 | RU#40 | blanking panel |  | APC | NetShelter | AR8101BLK-2U | APC970 |  |  |  | Aug 21 2014 12:28PM
San Jose | San Jose -> WTSR -> ROW-D-2 -> D-2-1 | D-2-1 | RU#39 | SJNTSD2-1 | NETWORK SERVICES | Cisco Systems | Catalyst 3500 XL | WS-C3524T-XL-EN | CSCO363 | FOC1128Z56E |  | 192.165.20.8.35 | Aug 5 2014 3:23PM
San Jose | San Jose -> WTSR -> ROW-D-2 -> D-2-1 | D-2-1 | RU#36 | SJCDMZDNS01-NEW |  | Infoblox | DNS | Trinzic 820 | IFBX022 | 800201412100219 |  |  | Apr 15 2015 4:21PM
San Jose | San Jose -> WTSR -> ROW-D-2 -> D-2-1 | D-2-1 | RU#35 | SJCDMZDNS02-NEW |  | Infoblox | DNS | Trinzic 820 | IFBX022 | 800201412100097 |  |  | Apr 15 2015 4:21PM
San Jose | San Jose -> WTSR -> ROW-D-2 -> D-2-1 | D-2-1 | RU#33 | SJC0ADMINFW1 |  | Juniper Networks | SSG Series | SSG-550-001 | JUNP444 | JN10ABAF2ADB | 3097873 | 153.32.12.103 | Aug 5 2014 3:23PM
San Jose | San Jose -> WTSR -> ROW-D-2 -> D-2-1 | D-2-1 | RU#31 | SJC0ADMINFW2 |  | Juniper Networks | SSG Series | SSG-550-001 | JUNP444 | JN10EEB3CADB | 3097873 | 153.32.12.104 | Aug 5 2014 3:23PM
San Jose | San Jose -> WTSR -> ROW-D-2 -> D-2-1 | D-2-1 | RU#29 | blanking panel |  | APC | NetShelter | AR8101BLK-2U | APC970 |  |  |  | Aug 21 2014 12:28PM
San Jose | San Jose -> WTSR -> ROW-D-2 -> D-2-1 | D-2-1 | RU#27 | NTCC01-NEW |  | Hewlett-Packard | ProLiant | DL380 G6 - SFF | HEPD897 | 2UX9266056M | 3099239 |  | Aug 5 2014 3:23PM
San Jose | San Jose -> WTSR -> ROW-D-2 -> D-2-1 | D-2-1 | RU#26 | SJWSNIFFER2 |  | Hewlett-Packard | ProLiant | DL320 G6 | HEPD979 | MX211000AE | 3110955 | NIC1 10.0.4.100,ILO 10.0.4.101 | Aug 5 2014 3:23PM
San Jose | San Jose -> WTSR -> ROW-D-2 -> D-2-1 | D-2-1 | RU#18 | blanking panel |  | APC | NetShelter | AR8101BLK-8U | APC972 |  |  |  | Aug 21 2014 12:28PM
San Jose | San Jose -> WTSR -> ROW-D-2 -> D-2-1 | D-2-1 | RU#10 | blanking panel |  | APC | NetShelter | AR8101BLK-8U | APC972 |  |  |  | Aug 21 2014 12:28PM
San Jose | San Jose -> WTSR -> ROW-D-2 -> D-2-2 | D-2-2 | RU#09 | blanking panel |  | APC | NetShelter | AR8101BLK-8U | APC972 |  |  |  | Aug 5 2014 3:24PM
San Jose | San Jose -> WTSR -> ROW-D-2 -> D-2-2 | D-2-2 | RU#01 | blanking panel |  | APC | NetShelter | AR8101BLK-8U | APC972 |  |  |  | Aug 5 2014 3:24PM
San Jose | San Jose -> WTSR -> ROW-D-2 -> D-2-2 | D-2-2 | RU#45 | blanking panel |  | APC | NetShelter | AR8101BLK-1U | APC969 |  |  |  | Aug 5 2014 3:24PM
San Jose | San Jose -> WTSR -> ROW-D-2 -> D-2-2 | D-2-2 | RU#43 | blanking panel |  | APC | NetShelter | AR8101BLK-2U | APC970 |  |  |  | Aug 5 2014 3:24PM
San Jose | San Jose -> WTSR -> ROW-D-2 -> D-2-2 | D-2-2 | RU#42 | SJNTSD2-2 | NETWORK SERVICES | Cisco Systems | Catalyst 3500 XL | WS-C3524T-XL-EN | CSCO363 | FOC1128Z58H |  | 192.165.20.8.35 | Aug 5 2014 3:24PM
San Jose | San Jose -> WTSR -> ROW-D-2 -> D-2-2 | D-2-2 | RU#41 | PDU | DATA CENTER OPERATIONS | Generic Equipment Set | Generic Device | RM 10 Outlets | GENC016 |  |  |  | Aug 5 2014 3:24PM
San Jose | San Jose -> WTSR -> ROW-D-2 -> D-2-2 | D-2-2 | RU#40 | blanking panel |  | APC | NetShelter | AR8101BLK-1U | APC969 |  |  |  | Aug 5 2014 3:24PM
San Jose | San Jose -> WTSR -> ROW-D-2 -> D-2-2 | D-2-2 | RU#38 | blanking panel |  | APC | NetShelter | AR8101BLK-2U | APC970 |  |  |  | Aug 5 2014 3:24PM
San Jose | San Jose -> WTSR -> ROW-D-2 -> D-2-2 | D-2-2 | RU#34 | blanking panel |  | APC | NetShelter | AR8101BLK-4U | APC971 |  |  |  | Aug 5 2014 3:24PM
San Jose | San Jose -> WTSR -> ROW-D-2 -> D-2-2 | D-2-2 | RU#26 | blanking panel |  | APC | NetShelter | AR8101BLK-8U | APC972 |  |  |  | Aug 5 2014 3:24PM
San Jose | San Jose -> WTSR -> ROW-D-2 -> D-2-2 | D-2-2 | RU#24 | blanking panel |  | APC | NetShelter | AR8101BLK-2U | APC970 |  |  |  | Aug 5 2014 3:24PM
San Jose | San Jose -> WTSR -> ROW-D-2 -> D-2-2 | D-2-2 | RU#21 | blanking panel |  | APC | NetShelter | AR8101BLK-3U | APCC280 |  |  |  | Oct 2 2014 11:35AM
San Jose | San Jose -> WTSR -> ROW-D-2 -> D-2-2 | D-2-2 | RU#17 | blanking panel |  | APC | NetShelter | AR8101BLK-4U | APC971 |  |  |  | Aug 5 2014 3:24PM
San Jose | San Jose -> WTSR -> ROW-D-2 -> D-2-3 | D-2-3 | RU#09 | blanking panel |  | APC | NetShelter | AR8101BLK-2U | APC970 |  |  |  | Aug 21 2014 12:41PM
San Jose | San Jose -> WTSR -> ROW-D-2 -> D-2-3 | D-2-3 | RU#01 | blanking panel |  | APC | NetShelter | AR8101BLK-8U | APC972 |  |  |  | Aug 21 2014 12:41PM
San Jose | San Jose -> WTSR -> ROW-D-2 -> D-2-3 | D-2-3 | RU#45 | blanking panel |  | APC | NetShelter | AR8101BLK-1U | APC969 |  |  |  | Aug 21 2014 12:41PM
San Jose | San Jose -> WTSR -> ROW-D-2 -> D-2-3 | D-2-3 | RU#43 | cable manager |  | APC | NetShelter | AR8426A | APC994 |  |  |  | Aug 5 2014 3:26PM
San Jose | San Jose -> WTSR -> ROW-D-2 -> D-2-3 | D-2-3 | RU#41 | patch panel |  | Panduit | Mini-Com | CP48BL | PAND394 |  |  |  | Aug 5 2014 3:26PM
San Jose | San Jose -> WTSR -> ROW-D-2 -> D-2-3 | D-2-3 | RU#40 | SJNTSD2-3 | NETWORK SERVICES | Cisco Systems | Catalyst 2900 XL | WS-C2924-XL-A | CSCO313 | FOC1128Z560 |  | 192.168.208.37 | Aug 5 2014 3:25PM
San Jose | San Jose -> WTSR -> ROW-D-2 -> D-2-3 | D-2-3 | RU#38 | blanking panel |  | APC | NetShelter | AR8101BLK-2U | APC970 |  |  |  | Aug 21 2014 12:41PM
San Jose | San Jose -> WTSR -> ROW-D-2 -> D-2-3 | D-2-3 | RU#37 | HOST-SJC0-26 | SERVER SERVICES | SUN Microsystems | Netra | T 105 | SUN342 | 023C1184 |  | 192.168.210.94 | Aug 5 2014 3:25PM
San Jose | San Jose -> WTSR -> ROW-D-2 -> D-2-3 | D-2-3 | RU#35 | blanking panel |  | APC | NetShelter | AR8101BLK-2U | APC970 |  |  |  | Aug 21 2014 12:41PM
San Jose | San Jose -> WTSR -> ROW-D-2 -> D-2-3 | D-2-3 | RU#31 | blanking panel |  | APC | NetShelter | AR8101BLK-4U | APC971 |  |  |  | Aug 21 2014 12:41PM
San Jose | San Jose -> WTSR -> ROW-D-2 -> D-2-3 | D-2-3 | RU#23 | blanking panel |  | APC | NetShelter | AR8101BLK-8U | APC972 |  |  |  | Aug 21 2014 12:41PM
San Jose | San Jose -> WTSR -> ROW-D-2 -> D-2-3 | D-2-3 | RU#21 | DB.SANDBOX | SERVER SERVICES | Hewlett-Packard | ProLiant | DL185 G5 | HEPD382 | USE917NA0X |  | 192.168.216.47 | Aug 5 2014 3:25PM
San Jose | San Jose -> WTSR -> ROW-D-2 -> D-2-3 | D-2-3 | RU#19 | DB.SANDBOX3 | SERVER SERVICES | Hewlett-Packard | ProLiant | DL180 G6 - 25 SFF | HEPK479 | USE105N8PZ |  | 192.168.216.55 | Aug 5 2014 3:25PM
San Jose | San Jose -> WTSR -> ROW-D-2 -> D-2-3 | D-2-3 | RU#18 | shelf |  | Generic Equipment Set | Shelf | 19 Inch 1U Shelf | GENR944 |  |  |  | Aug 5 2014 3:25PM
San Jose | San Jose -> WTSR -> ROW-D-2 -> D-2-3 | D-2-3 | RU#15 | DB.SANDBOX2 | SERVER SERVICES | Super Micro Computer | SuperChassis | CSE-936E1-R900B | SUPR773 | 123456789 |  | 192.168.216.51 | Aug 5 2014 3:25PM
San Jose | San Jose -> WTSR -> ROW-D-2 -> D-2-3 | D-2-3 | RU#14 | shelf |  | Generic Equipment Set | Shelf | 19 Inch 1U Shelf | GENR944 |  |  |  | Aug 5 2014 3:25PM
San Jose | San Jose -> WTSR -> ROW-D-2 -> D-2-3 | D-2-3 | RU#13 | blanking panel |  | APC | NetShelter | AR8101BLK-1U | APC969 |  |  |  | Aug 21 2014 12:41PM
San Jose | San Jose -> WTSR -> ROW-D-2 -> D-2-3 | D-2-3 | RU#12 | PDU | DATA CENTER OPERATIONS | Generic Equipment Set | Generic Device | RM 10 Outlets | GENC016 |  |  |  | Aug 5 2014 3:25PM
San Jose | San Jose -> WTSR -> ROW-D-2 -> D-2-3 | D-2-3 | RU#11 | cable manager |  | Generic Patch Panel Icons | Generic Patch Panel | 1U Cable Manager | PP195 |  |  |  | Aug 5 2014 3:25PM
San Jose | San Jose -> WTSR -> ROW-D-2 -> D-2-4 | D-2-4 | RU#09 | blanking panel |  | APC | NetShelter | AR8101BLK-2U | APC970 |  |  |  | Aug 5 2014 3:26PM
San Jose | San Jose -> WTSR -> ROW-D-2 -> D-2-4 | D-2-4 | RU#07 | blanking panel |  | APC | NetShelter | AR8101BLK-2U | APC970 |  |  |  | Aug 5 2014 3:26PM
San Jose | San Jose -> WTSR -> ROW-D-2 -> D-2-4 | D-2-4 | RU#06 | shelf |  | Generic Equipment Set | Shelf | 19 Inch 1U Shelf | GENR944 |  |  |  | Aug 5 2014 3:26PM
San Jose | San Jose -> WTSR -> ROW-D-2 -> D-2-4 | D-2-4 | RU#04 | blanking panel |  | APC | NetShelter | AR8101BLK-2U | APC970 |  |  |  | Aug 5 2014 3:26PM
San Jose | San Jose -> WTSR -> ROW-D-2 -> D-2-4 | D-2-4 | RU#02 | blanking panel |  | APC | NetShelter | AR8101BLK-2U | APC970 |  |  |  | Aug 5 2014 3:26PM
San Jose | San Jose -> WTSR -> ROW-D-2 -> D-2-4 | D-2-4 | RU#01 | blanking panel |  | APC | NetShelter | AR8101BLK-1U | APC969 |  |  |  | Aug 5 2014 3:26PM
San Jose | San Jose -> WTSR -> ROW-D-2 -> D-2-4 | D-2-4 | RU#45 | blanking panel |  | APC | NetShelter | AR8101BLK-1U | APC969 |  |  |  | Aug 5 2014 3:27PM
San Jose | San Jose -> WTSR -> ROW-D-2 -> D-2-4 | D-2-4 | RU#43 | cable manager |  | APC | NetShelter | AR8426A | APC994 |  |  |  | Aug 5 2014 3:27PM
San Jose | San Jose -> WTSR -> ROW-D-2 -> D-2-4 | D-2-4 | RU#41 | blanking panel |  | APC | NetShelter | AR8101BLK-2U | APC970 |  |  |  | Aug 5 2014 3:27PM
San Jose | San Jose -> WTSR -> ROW-D-2 -> D-2-4 | D-2-4 | RU#40 | SJNTSD2-4 | NETWORK SERVICES | Cisco Systems | Catalyst 3500 XL | WS-C3524T-XL-EN | CSCO363 | FOC1128Z5BE |  | 192.168.208.38 | Aug 5 2014 3:27PM
San Jose | San Jose -> WTSR -> ROW-D-2 -> D-2-4 | D-2-4 | RU#39 | cable manager |  | APC | NetShelter | AR8425A | APC993 |  |  |  | Aug 5 2014 3:27PM
San Jose | San Jose -> WTSR -> ROW-D-2 -> D-2-4 | D-2-4 | RU#37 | blanking panel |  | APC | NetShelter | AR8101BLK-2U | APC970 |  |  |  | Aug 5 2014 3:27PM
San Jose | San Jose -> WTSR -> ROW-D-2 -> D-2-4 | D-2-4 | RU#35 | blanking panel |  | APC | NetShelter | AR8101BLK-2U | APC970 |  |  |  | Aug 5 2014 3:27PM
San Jose | San Jose -> WTSR -> ROW-D-2 -> D-2-4 | D-2-4 | RU#33 | blanking panel |  | APC | NetShelter | AR8101BLK-2U | APC970 |  |  |  | Aug 5 2014 3:27PM
San Jose | San Jose -> WTSR -> ROW-D-2 -> D-2-4 | D-2-4 | RU#31 | blanking panel |  | APC | NetShelter | AR8101BLK-2U | APC970 |  |  |  | Aug 5 2014 3:27PM
San Jose | San Jose -> WTSR -> ROW-D-2 -> D-2-4 | D-2-4 | RU#29 | blanking panel |  | APC | NetShelter | AR8101BLK-2U | APC970 |  |  |  | Aug 22 2014 11:29AM
San Jose | San Jose -> WTSR -> ROW-D-2 -> D-2-4 | D-2-4 | RU#27 | Blanking Panel |  | APC | NetShelter | AR8101BLK-2U | APC970 |  |  |  | Oct 14 2014 1:01PM
San Jose | San Jose -> WTSR -> ROW-D-2 -> D-2-4 | D-2-4 | RU#25 | blanking panel |  | APC | NetShelter | AR8101BLK-2U | APC970 |  |  |  | Sep 22 2014 1:11PM
San Jose | San Jose -> WTSR -> ROW-D-2 -> D-2-4 | D-2-4 | RU#24 | blanking panel |  | APC | NetShelter | AR8101BLK-1U | APC969 |  |  |  | Aug 5 2014 3:26PM
San Jose | San Jose -> WTSR -> ROW-D-2 -> D-2-4 | D-2-4 | RU#23 | P01FCPK02 | SERVER SERVICES | SUN Microsystems | Sun Fire | Sun Fire X4100 | SUN768 | 0638AM1391 | N/A | 192.168.208.244 | Aug 5 2014 3:26PM
San Jose | San Jose -> WTSR -> ROW-D-2 -> D-2-4 | D-2-4 | RU#21 | blanking panel |  | APC | NetShelter | AR8101BLK-2U | APC970 |  |  |  | Aug 5 2014 3:26PM
San Jose | San Jose -> WTSR -> ROW-D-2 -> D-2-4 | D-2-4 | RU#19 | blanking panel |  | APC | NetShelter | AR8101BLK-2U | APC970 |  |  |  | Aug 5 2014 3:26PM
San Jose | San Jose -> WTSR -> ROW-D-2 -> D-2-4 | D-2-4 | RU#17 | blanking panel |  | APC | NetShelter | AR8101BLK-2U | APC970 |  |  |  | Aug 5 2014 3:26PM
San Jose | San Jose -> WTSR -> ROW-D-2 -> D-2-4 | D-2-4 | RU#15 | blanking panel |  | APC | NetShelter | AR8101BLK-2U | APC970 |  |  |  | Aug 5 2014 3:26PM
San Jose | San Jose -> WTSR -> ROW-D-2 -> D-2-4 | D-2-4 | RU#14 | blanking panel |  | APC | NetShelter | AR8101BLK-1U | APC969 |  |  |  | Aug 5 2014 3:26PM
San Jose | San Jose -> WTSR -> ROW-D-2 -> D-2-4 | D-2-4 | RU#13 | shelf |  | Generic Equipment Set | Shelf | 19 Inch 1U Shelf | GENR944 |  |  |  | Aug 5 2014 3:26PM
San Jose | San Jose -> WTSR -> ROW-D-2 -> D-2-4 | D-2-4 | RU#12 | PDU | DATA CENTER OPERATIONS | Generic Equipment Set | Generic Device | RM 10 Outlets | GENC016 |  |  |  | Aug 5 2014 3:26PM
San Jose | San Jose -> WTSR -> ROW-D-2 -> D-2-4 | D-2-4 | RU#11 | PDU | DATA CENTER OPERATIONS | Generic Equipment Set | Generic Device | RM 10 Outlets | GENC016 |  |  |  | Aug 5 2014 3:26PM
San Jose | San Jose -> WTSR -> ROW-D-2 -> D-2-5 | D-2-5 | RU#03 | blanking panel |  | APC | NetShelter | AR8101BLK-8U | APC972 |  |  |  | Aug 5 2014 3:27PM
San Jose | San Jose -> WTSR -> ROW-D-2 -> D-2-5 | D-2-5 | RU#02 | shelf |  | Generic Equipment Set | Shelf | 19 Inch 1U Shelf | GENR944 |  |  |  | Aug 5 2014 3:27PM
San Jose | San Jose -> WTSR -> ROW-D-2 -> D-2-5 | D-2-5 | RU#01 | blanking panel |  | APC | NetShelter | AR8101BLK-1U | APC969 |  |  |  | Aug 5 2014 3:27PM
San Jose | San Jose -> WTSR -> ROW-D-2 -> D-2-5 | D-2-5 | RU#44 | cable manager |  | APC | NetShelter | AR8426A | APC994 |  |  |  | Aug 5 2014 3:29PM
San Jose | San Jose -> WTSR -> ROW-D-2 -> D-2-5 | D-2-5 | RU#43 | SJNTSD2-5 | NETWORK SERVICES | Cisco Systems | Catalyst 3500 XL | WS-C3524T-XL-EN | CSCO363 | F01128Z56G |  | 192.168.208.39 | Aug 5 2014 3:29PM
San Jose | San Jose -> WTSR -> ROW-D-2 -> D-2-5 | D-2-5 | RU#42 | blanking panel |  | APC | NetShelter | AR8101BLK-1U | APC969 |  |  |  | Aug 5 2014 3:29PM
San Jose | San Jose -> WTSR -> ROW-D-2 -> D-2-5 | D-2-5 | RU#40 | blanking panel |  | APC | NetShelter | AR8101BLK-2U | APC970 |  |  |  | Aug 5 2014 3:29PM
San Jose | San Jose -> WTSR -> ROW-D-2 -> D-2-5 | D-2-5 | RU#39 | WEB.SANDBOX2 | SERVER SERVICES | Hewlett-Packard | ProLiant | DL160 G5 | HEPD380 | USE812N1HG |  | 192.150.12.78 | Aug 5 2014 3:29PM
San Jose | San Jose -> WTSR -> ROW-D-2 -> D-2-5 | D-2-5 | RU#38 | PROC.SANDBOX2 | SERVER SERVICES | Hewlett-Packard | ProLiant | DL160 G5 | HEPD380 | USE812N1HA |  | 192.168.216.50 | Aug 5 2014 3:28PM
San Jose | San Jose -> WTSR -> ROW-D-2 -> D-2-5 | D-2-5 | RU#37 | HUB.SANDBOX2 | SERVER SERVICES | Hewlett-Packard | ProLiant | DL160 G5 | HEPD380 | USE812N1HK |  | 192.168.216.49 | Aug 5 2014 3:28PM
San Jose | San Jose -> WTSR -> ROW-D-2 -> D-2-5 | D-2-5 | RU#35 | blanking panel |  | APC | NetShelter | AR8101BLK-2U | APC970 |  |  |  | Oct 21 2014 12:31PM
San Jose | San Jose -> WTSR -> ROW-D-2 -> D-2-5 | D-2-5 | RU#34 | CONTENT.SANDBOX2 | SERVER SERVICES | Super Micro Computer | SuperChassis | SC113TQ-700CB | SUPR759 | S6015BU27001661 |  | 192.168.216.48 | Aug 5 2014 3:28PM
San Jose | San Jose -> WTSR -> ROW-D-2 -> D-2-5 | D-2-5 | RU#33 | AD1.SANDBOX3 | SERVER SERVICES | Hewlett-Packard | ProLiant | DL160 G5 | HEPD380 | USE831N2AA |  | 192.150.12.88 | Aug 5 2014 3:28PM
San Jose | San Jose -> WTSR -> ROW-D-2 -> D-2-5 | D-2-5 | RU#32 | AD2.SANDBOX3 | SERVER SERVICES | Hewlett-Packard | ProLiant | DL160 G5 | HEPD380 | USE831N29Q |  | 192.150.12.89 | Aug 5 2014 3:28PM
San Jose | San Jose -> WTSR -> ROW-D-2 -> D-2-5 | D-2-5 | RU#30 | blanking panel |  | APC | NetShelter | AR8101BLK-2U | APC970 |  |  |  | Aug 5 2014 3:28PM
San Jose | San Jose -> WTSR -> ROW-D-2 -> D-2-5 | D-2-5 | RU#26 | blanking panel |  | APC | NetShelter | AR8101BLK-4U | APC971 |  |  |  | Aug 5 2014 3:28PM
San Jose | San Jose -> WTSR -> ROW-D-2 -> D-2-5 | D-2-5 | RU#25 | PDU | DATA CENTER OPERATIONS | Generic Equipment Set | Generic Device | RM 10 Outlets | GENC016 |  |  |  | Aug 5 2014 3:28PM
San Jose | San Jose -> WTSR -> ROW-D-2 -> D-2-5 | D-2-5 | RU#23 | blanking panel |  | APC | NetShelter | AR8101BLK-2U | APC970 |  |  |  | Aug 5 2014 3:28PM
San Jose | San Jose -> WTSR -> ROW-D-2 -> D-2-5 | D-2-5 | RU#15 | blanking panel |  | APC | NetShelter | AR8101BLK-8U | APC972 |  |  |  | Aug 5 2014 3:28PM
San Jose | San Jose -> WTSR -> ROW-D-2 -> D-2-5 | D-2-5 | RU#14 | shelf |  | Generic Equipment Set | Shelf | 19 Inch 1U Shelf | GENR944 |  |  |  | Aug 5 2014 3:28PM
San Jose | San Jose -> WTSR -> ROW-D-2 -> D-2-5 | D-2-5 | RU#13 | blanking panel |  | APC | NetShelter | AR8101BLK-1U | APC969 |  |  |  | Aug 5 2014 3:27PM
San Jose | San Jose -> WTSR -> ROW-D-2 -> D-2-5 | D-2-5 | RU#12 | blanking panel |  | APC | NetShelter | AR8101BLK-1U | APC969 |  |  |  | Aug 5 2014 3:27PM
San Jose | San Jose -> WTSR -> ROW-D-2 -> D-2-5 | D-2-5 | RU#11 | blanking panel |  | APC | NetShelter | AR8101BLK-1U | APC969 |  |  |  | Aug 5 2014 3:27PM
San Jose | San Jose -> WTSR -> ROW-D-2 -> D-2-6 | D-2-6 | RU#03 | blanking panel |  | APC | NetShelter | AR8101BLK-8U | APC972 |  |  |  | Aug 5 2014 3:29PM
San Jose | San Jose -> WTSR -> ROW-D-2 -> D-2-6 | D-2-6 | RU#02 | shelf |  | Generic Equipment Set | Shelf | 19 Inch 1U Shelf | GENR944 |  |  |  | Aug 5 2014 3:29PM
San Jose | San Jose -> WTSR -> ROW-D-2 -> D-2-6 | D-2-6 | RU#01 | blanking panel |  | APC | NetShelter | AR8101BLK-1U | APC969 |  |  |  | Aug 5 2014 3:29PM
San Jose | San Jose -> WTSR -> ROW-D-2 -> D-2-6 | D-2-6 | RU#45 | blanking panel |  | APC | NetShelter | AR8101BLK-1U | APC969 |  |  |  | Aug 5 2014 3:31PM
San Jose | San Jose -> WTSR -> ROW-D-2 -> D-2-6 | D-2-6 | RU#44 | SJNTSD2-6 | NETWORK SERVICES | Cisco Systems | Catalyst 3500 XL | WS-C3524T-XL-EN | CSCO363 | F0C1128Z5B5 |  | 192.168.208.40 | Aug 5 2014 3:30PM
San Jose | San Jose -> WTSR -> ROW-D-2 -> D-2-6 | D-2-6 | RU#42 | blanking panel |  | APC | NetShelter | AR8101BLK-2U | APC970 |  |  |  | Aug 5 2014 3:30PM
San Jose | San Jose -> WTSR -> ROW-D-2 -> D-2-6 | D-2-6 | RU#41 | CONTENT.SANDBOX | SERVER SERVICES | Super Micro Computer | SuperChassis | SC113TQ-700CB | SUPR759 | S6015BU27000039 |  | 192.168.216.44 | Aug 5 2014 3:30PM
San Jose | San Jose -> WTSR -> ROW-D-2 -> D-2-6 | D-2-6 | RU#40 | HUB.SANDBOX | SERVER SERVICES | Hewlett-Packard | ProLiant | DL160 G5 | HEPD380 | USE812N1HH |  | 192.168.216.45 | Aug 5 2014 3:30PM
San Jose | San Jose -> WTSR -> ROW-D-2 -> D-2-6 | D-2-6 | RU#39 | AD2.SANDBOX | SERVER SERVICES | Hewlett-Packard | ProLiant | DL140 G3 | HEPA847 | USE809NBTC |  | 192.150.12.85 | Aug 5 2014 3:30PM
San Jose | San Jose -> WTSR -> ROW-D-2 -> D-2-6 | D-2-6 | RU#38 | AD1.SANDBOX | SERVER SERVICES | Hewlett-Packard | ProLiant | DL160 G5 | HEPD380 | USE835NCG7 |  | 192.150.12.84 | Aug 5 2014 3:30PM
San Jose | San Jose -> WTSR -> ROW-D-2 -> D-2-6 | D-2-6 | RU#37 | WEB.SANDBOX | SERVER SERVICES | Hewlett-Packard | ProLiant | DL160 G5 | HEPD380 | USE835NFFM |  | 192.150.12.77 | Aug 5 2014 3:30PM
San Jose | San Jose -> WTSR -> ROW-D-2 -> D-2-6 | D-2-6 | RU#36 | PROC.SANDBOX | SERVER SERVICES | Hewlett-Packard | ProLiant | DL160 G5 | HEPD380 | USE812N1H5 |  | 192.168.216.46 | Aug 5 2014 3:30PM
San Jose | San Jose -> WTSR -> ROW-D-2 -> D-2-6 | D-2-6 | RU#35 | AD1.SANDBOX2 | SERVER SERVICES | Hewlett-Packard | ProLiant | DL160 G5 | HEPD380 | USE933N0LS |  | 192.150.12.86 | Aug 5 2014 3:30PM
San Jose | San Jose -> WTSR -> ROW-D-2 -> D-2-6 | D-2-6 | RU#34 | AD2.SANDBOX2 | SERVER SERVICES | Super Micro Computer | SuperChassis | SC113TQ-700CB | SUPR759 | S6015BTP7410435 |  | 192.150.12.86 | Aug 5 2014 3:30PM
San Jose | San Jose -> WTSR -> ROW-D-2 -> D-2-6 | D-2-6 | RU#32 | blanking panel |  | APC | NetShelter | AR8101BLK-2U | APC970 |  |  |  | Aug 5 2014 3:29PM
San Jose | San Jose -> WTSR -> ROW-D-2 -> D-2-6 | D-2-6 | RU#28 | blanking panel |  | APC | NetShelter | AR8101BLK-4U | APC971 |  |  |  | Aug 5 2014 3:29PM
San Jose | San Jose -> WTSR -> ROW-D-2 -> D-2-6 | D-2-6 | RU#20 | blanking panel |  | APC | NetShelter | AR8101BLK-8U | APC972 |  |  |  | Aug 5 2014 3:29PM
San Jose | San Jose -> WTSR -> ROW-D-2 -> D-2-6 | D-2-6 | RU#12 | blanking panel |  | APC | NetShelter | AR8101BLK-8U | APC972 |  |  |  | Aug 5 2014 3:29PM
San Jose | San Jose -> WTSR -> ROW-D-2 -> D-2-6 | D-2-6 | RU#11 | PDU | DATA CENTER OPERATIONS | Generic Equipment Set | Generic Device | RM 10 Outlets | GENC016 |  |  |  | Aug 5 2014 3:29PM
San Jose | San Jose -> WTSR -> ROW-D-2 -> D-2-7 | D-2-7 | RU#09 | blanking panel |  | APC | NetShelter | AR8101BLK-2U | APC970 |  |  |  | Aug 5 2014 3:31PM
San Jose | San Jose -> WTSR -> ROW-D-2 -> D-2-7 | D-2-7 | RU#07 | blanking panel |  | APC | NetShelter | AR8101BLK-2U | APC970 |  |  |  | Aug 5 2014 3:31PM
San Jose | San Jose -> WTSR -> ROW-D-2 -> D-2-7 | D-2-7 | RU#05 | blanking panel |  | APC | NetShelter | AR8101BLK-2U | APC970 |  |  |  | Aug 5 2014 3:31PM
San Jose | San Jose -> WTSR -> ROW-D-2 -> D-2-7 | D-2-7 | RU#03 | blanking panel |  | APC | NetShelter | AR8101BLK-2U | APC970 |  |  |  | Aug 5 2014 3:31PM
San Jose | San Jose -> WTSR -> ROW-D-2 -> D-2-7 | D-2-7 | RU#01 | blanking panel |  | APC | NetShelter | AR8101BLK-2U | APC970 |  |  |  | Aug 5 2014 3:31PM
San Jose | San Jose -> WTSR -> ROW-D-2 -> D-2-7 | D-2-7 | RU#44 | blanking panel |  | APC | NetShelter | AR8101BLK-2U | APC970 |  |  |  | Aug 5 2014 3:32PM
San Jose | San Jose -> WTSR -> ROW-D-2 -> D-2-7 | D-2-7 | RU#42 | blanking panel |  | APC | NetShelter | AR8101BLK-2U | APC970 |  |  |  | Aug 5 2014 3:32PM
San Jose | San Jose -> WTSR -> ROW-D-2 -> D-2-7 | D-2-7 | RU#41 | blanking panel |  | APC | NetShelter | AR8101BLK-1U | APC969 |  |  |  | Aug 5 2014 3:32PM
San Jose | San Jose -> WTSR -> ROW-D-2 -> D-2-7 | D-2-7 | RU#40 | shelf |  | Generic Equipment Set | Shelf | 19 Inch 1U Shelf | GENR944 |  |  |  | Aug 5 2014 3:32PM
San Jose | San Jose -> WTSR -> ROW-D-2 -> D-2-7 | D-2-7 | RU#38 | blanking panel |  | APC | NetShelter | AR8101BLK-2U | APC970 |  |  |  | Aug 5 2014 3:32PM
San Jose | San Jose -> WTSR -> ROW-D-2 -> D-2-7 | D-2-7 | RU#37 | SJNTSD2-7 | NETWORK SERVICES | Cisco Systems | Catalyst 3500 XL | WS-C3524T-XL-EN | CSCO363 | F0C1201YZVZ |  | 192.168.208.41 | Aug 5 2014 3:32PM
San Jose | San Jose -> WTSR -> ROW-D-2 -> D-2-7 | D-2-7 | RU#35 | blanking panel |  | APC | NetShelter | AR8101BLK-2U | APC970 |  |  |  | Aug 5 2014 3:32PM
San Jose | San Jose -> WTSR -> ROW-D-2 -> D-2-7 | D-2-7 | RU#34 | shelf |  | Generic Equipment Set | Shelf | 19 Inch 1U Shelf | GENR944 |  |  |  | Aug 5 2014 3:32PM
San Jose | San Jose -> WTSR -> ROW-D-2 -> D-2-7 | D-2-7 | RU#33 | blanking panel |  | APC | NetShelter | AR8101BLK-1U | APC969 |  |  |  | Aug 5 2014 3:32PM
San Jose | San Jose -> WTSR -> ROW-D-2 -> D-2-7 | D-2-7 | RU#32 | Blanking Panel |  | APC | NetShelter | AR8101BLK-1U | APC969 |  |  |  | Oct 14 2014 1:01PM
San Jose | San Jose -> WTSR -> ROW-D-2 -> D-2-7 | D-2-7 | RU#30 | blanking panel |  | APC | NetShelter | AR8101BLK-2U | APC970 |  |  |  | Aug 5 2014 3:32PM
San Jose | San Jose -> WTSR -> ROW-D-2 -> D-2-7 | D-2-7 | RU#28 | blanking panel |  | APC | NetShelter | AR8101BLK-2U | APC970 |  |  |  | Aug 5 2014 3:32PM
San Jose | San Jose -> WTSR -> ROW-D-2 -> D-2-7 | D-2-7 | RU#26 | blanking panel |  | APC | NetShelter | AR8101BLK-2U | APC970 |  |  |  | Aug 5 2014 3:32PM
San Jose | San Jose -> WTSR -> ROW-D-2 -> D-2-7 | D-2-7 | RU#24 | blanking panel |  | APC | NetShelter | AR8101BLK-2U | APC970 |  |  |  | Aug 5 2014 3:32PM
San Jose | San Jose -> WTSR -> ROW-D-2 -> D-2-7 | D-2-7 | RU#22 | blanking panel |  | APC | NetShelter | AR8101BLK-2U | APC970 |  |  |  | Aug 5 2014 3:31PM
San Jose | San Jose -> WTSR -> ROW-D-2 -> D-2-7 | D-2-7 | RU#20 | blanking panel |  | APC | NetShelter | AR8101BLK-2U | APC970 |  |  |  | Aug 5 2014 3:31PM
San Jose | San Jose -> WTSR -> ROW-D-2 -> D-2-7 | D-2-7 | RU#18 | blanking panel |  | APC | NetShelter | AR8101BLK-2U | APC970 |  |  |  | Aug 5 2014 3:31PM
San Jose | San Jose -> WTSR -> ROW-D-2 -> D-2-7 | D-2-7 | RU#16 | blanking panel |  | APC | NetShelter | AR8101BLK-2U | APC970 |  |  |  | Aug 5 2014 3:31PM
San Jose | San Jose -> WTSR -> ROW-D-2 -> D-2-7 | D-2-7 | RU#14 | blanking panel |  | APC | NetShelter | AR8101BLK-2U | APC970 |  |  |  | Aug 5 2014 3:31PM
San Jose | San Jose -> WTSR -> ROW-D-2 -> D-2-7 | D-2-7 | RU#13 | blanking panel |  | APC | NetShelter | AR8101BLK-1U | APC969 |  |  |  | Aug 5 2014 3:31PM
San Jose | San Jose -> WTSR -> ROW-D-2 -> D-2-7 | D-2-7 | RU#12 | Brocade 2400 TOP (NO CONNECTIONS OTHER THAN UPLINKS) | STORAGE SERVICES | Brocade Communications Systems | SilkWorm | SilkWorm 2400 | BROC004 | DP000020584 |  | N/A | Aug 5 2014 3:31PM
San Jose | San Jose -> WTSR -> ROW-D-2 -> D-2-7 | D-2-7 | RU#11 | Brocade 2400 BTM (NO CONNECTIONS OTHER THAN UPLINKS) | STORAGE SERVICES | Brocade Communications Systems | SilkWorm | SilkWorm 2400 | BROC004 | DP000020574 |  | N/A | Aug 5 2014 3:31PM
San Jose | San Jose -> WTSR -> ROW-D-3 -> D-3-0 | D-3-0 | RU#08 | blanking panel |  | APC | NetShelter | AR8101BLK-2U | APC970 |  |  |  | Aug 5 2014 3:33PM
San Jose | San Jose -> WTSR -> ROW-D-3 -> D-3-0 | D-3-0 | RU#06 | blanking panel |  | APC | NetShelter | AR8101BLK-2U | APC970 |  |  |  | Aug 5 2014 3:33PM
San Jose | San Jose -> WTSR -> ROW-D-3 -> D-3-0 | D-3-0 | RU#04 | blanking panel |  | APC | NetShelter | AR8101BLK-2U | APC970 |  |  |  | Aug 5 2014 3:33PM
San Jose | San Jose -> WTSR -> ROW-D-3 -> D-3-0 | D-3-0 | RU#02 | blanking panel |  | APC | NetShelter | AR8101BLK-2U | APC970 |  |  |  | Aug 5 2014 3:33PM
San Jose | San Jose -> WTSR -> ROW-D-3 -> D-3-0 | D-3-0 | RU#01 | blanking panel |  | APC | NetShelter | AR8101BLK-1U | APC969 |  |  |  | Aug 5 2014 3:32PM
San Jose | San Jose -> WTSR -> ROW-D-3 -> D-3-0 | D-3-0 | RU#44 | blanking panel |  | APC | NetShelter | AR8101BLK-2U | APC970 |  |  |  | Aug 5 2014 3:34PM
San Jose | San Jose -> WTSR -> ROW-D-3 -> D-3-0 | D-3-0 | RU#43 | blanking panel |  | APC | NetShelter | AR8101BLK-1U | APC969 |  |  |  | Aug 5 2014 3:34PM
San Jose | San Jose -> WTSR -> ROW-D-3 -> D-3-0 | D-3-0 | RU#42 | SJNTSD3-0 | NETWORK SERVICES | Cisco Systems | Catalyst 2900 XL | WS-C2924-XL-A | CSCO313 | FOC120124UW |  | 192.168.208.42 | Aug 5 2014 3:34PM
San Jose | San Jose -> WTSR -> ROW-D-3 -> D-3-0 | D-3-0 | RU#40 | blanking panel |  | APC | NetShelter | AR8101BLK-2U | APC970 |  |  |  | Aug 5 2014 3:34PM
San Jose | San Jose -> WTSR -> ROW-D-3 -> D-3-0 | D-3-0 | RU#38 | blanking panel |  | APC | NetShelter | AR8101BLK-2U | APC970 |  |  |  | Aug 5 2014 3:34PM
San Jose | San Jose -> WTSR -> ROW-D-3 -> D-3-0 | D-3-0 | RU#36 | blanking panel |  | APC | NetShelter | AR8101BLK-2U | APC970 |  |  |  | Aug 5 2014 3:34PM
San Jose | San Jose -> WTSR -> ROW-D-3 -> D-3-0 | D-3-0 | RU#34 | blanking panel |  | APC | NetShelter | AR8101BLK-2U | APC970 |  |  |  | Aug 5 2014 3:34PM
San Jose | San Jose -> WTSR -> ROW-D-3 -> D-3-0 | D-3-0 | RU#32 | blanking panel |  | APC | NetShelter | AR8101BLK-2U | APC970 |  |  |  | Aug 5 2014 3:34PM
San Jose | San Jose -> WTSR -> ROW-D-3 -> D-3-0 | D-3-0 | RU#30 | blanking panel |  | APC | NetShelter | AR8101BLK-2U | APC970 |  |  |  | Aug 5 2014 3:34PM
San Jose | San Jose -> WTSR -> ROW-D-3 -> D-3-0 | D-3-0 | RU#29 | PDU3 | DATA CENTER OPERATIONS | Leviton Voice and Data | RDP Series | RDP-175 (Closed View) | LEVI651 |  |  |  | Aug 5 2014 3:34PM
San Jose | San Jose -> WTSR -> ROW-D-3 -> D-3-0 | D-3-0 | RU#28 | PDU2 | DATA CENTER OPERATIONS | Leviton Voice and Data | RDP Series | RDP-175 (Closed View) | LEVI651 |  |  |  | Aug 5 2014 3:33PM
San Jose | San Jose -> WTSR -> ROW-D-3 -> D-3-0 | D-3-0 | RU#27 | PDU1 | DATA CENTER OPERATIONS | Leviton Voice and Data | RDP Series | RDP-175 (Closed View) | LEVI651 |  |  |  | Aug 5 2014 3:33PM
San Jose | San Jose -> WTSR -> ROW-D-3 -> D-3-0 | D-3-0 | RU#25 | blanking panel |  | APC | NetShelter | AR8101BLK-2U | APC970 |  |  |  | Aug 5 2014 3:33PM
San Jose | San Jose -> WTSR -> ROW-D-3 -> D-3-0 | D-3-0 | RU#23 | blanking panel |  | APC | NetShelter | AR8101BLK-2U | APC970 |  |  |  | Aug 5 2014 3:33PM
San Jose | San Jose -> WTSR -> ROW-D-3 -> D-3-0 | D-3-0 | RU#21 | blanking panel |  | APC | NetShelter | AR8101BLK-2U | APC970 |  |  |  | Aug 5 2014 3:33PM
San Jose | San Jose -> WTSR -> ROW-D-3 -> D-3-0 | D-3-0 | RU#19 | blanking panel |  | APC | NetShelter | AR8101BLK-2U | APC970 |  |  |  | Aug 5 2014 3:33PM
San Jose | San Jose -> WTSR -> ROW-D-3 -> D-3-0 | D-3-0 | RU#18 | blanking panel |  | APC | NetShelter | AR8101BLK-1U | APC969 |  |  |  | Aug 5 2014 3:33PM
San Jose | San Jose -> WTSR -> ROW-D-3 -> D-3-0 | D-3-0 | RU#16 | DL380-SJC0-5 | SERVER SERVICES | Hewlett-Packard | ProLiant | DL380 G5 | HEPA633 | 2UX716005P | 3093000 | 192.168.208.150, ilo=153.32.15.99 | Aug 5 2014 3:33PM
San Jose | San Jose -> WTSR -> ROW-D-3 -> D-3-0 | D-3-0 | RU#14 | Blanking Panel |  | APC | NetShelter | AR8101BLK-2U | APC970 |  |  |  | Dec 9 2014 4:50PM
San Jose | San Jose -> WTSR -> ROW-D-3 -> D-3-0 | D-3-0 | RU#12 | blanking panel |  | APC | NetShelter | AR8101BLK-2U | APC970 |  |  |  | Aug 5 2014 3:33PM
San Jose | San Jose -> WTSR -> ROW-D-3 -> D-3-0 | D-3-0 | RU#10 | blanking panel |  | APC | NetShelter | AR8101BLK-2U | APC970 |  |  |  | Aug 5 2014 3:33PM
San Jose | San Jose -> WTSR -> ROW-D-3 -> D-3-1 | D-3-1 | RU#09 | blanking panel |  | APC | NetShelter | AR8101BLK-2U | APC970 |  |  |  | Aug 5 2014 3:34PM
San Jose | San Jose -> WTSR -> ROW-D-3 -> D-3-1 | D-3-1 | RU#07 | blanking panel |  | APC | NetShelter | AR8101BLK-2U | APC970 |  |  |  | Aug 5 2014 3:34PM
San Jose | San Jose -> WTSR -> ROW-D-3 -> D-3-1 | D-3-1 | RU#05 | blanking panel |  | APC | NetShelter | AR8101BLK-2U | APC970 |  |  |  | Aug 5 2014 3:34PM
San Jose | San Jose -> WTSR -> ROW-D-3 -> D-3-1 | D-3-1 | RU#03 | blanking panel |  | APC | NetShelter | AR8101BLK-2U | APC970 |  |  |  | Aug 5 2014 3:34PM
San Jose | San Jose -> WTSR -> ROW-D-3 -> D-3-1 | D-3-1 | RU#01 | blanking panel |  | APC | NetShelter | AR8101BLK-2U | APC970 |  |  |  | Aug 5 2014 3:34PM
San Jose | San Jose -> WTSR -> ROW-D-3 -> D-3-1 | D-3-1 | RU#44 | cable manager |  | APC | NetShelter | AR8426A | APC994 |  |  |  | Aug 5 2014 3:36PM
San Jose | San Jose -> WTSR -> ROW-D-3 -> D-3-1 | D-3-1 | RU#43 | SJNTSD3-1 | NETWORK SERVICES | Cisco Systems | Catalyst 3500 XL | WS-C3524T-XL-EN | CSCO363 | FOC120Z4S8 |  | 192.168.208.43 | Aug 5 2014 3:36PM
San Jose | San Jose -> WTSR -> ROW-D-3 -> D-3-1 | D-3-1 | RU#42 | CONWEST6 | DATA CENTER OPERATIONS | Cyclades | AlterPath | ACS48 | CYCL017 |  |  | 153.32.14.148 | Aug 5 2014 3:36PM
San Jose | San Jose -> WTSR -> ROW-D-3 -> D-3-1 | D-3-1 | RU#40 | blanking panel |  | APC | NetShelter | AR8101BLK-2U | APC970 |  |  |  | Aug 5 2014 3:36PM
San Jose | San Jose -> WTSR -> ROW-D-3 -> D-3-1 | D-3-1 | RU#38 | blanking panel |  | APC | NetShelter | AR8101BLK-2U | APC970 |  |  |  | Aug 5 2014 3:36PM
San Jose | San Jose -> WTSR -> ROW-D-3 -> D-3-1 | D-3-1 | RU#36 | blanking panel |  | APC | NetShelter | AR8101BLK-2U | APC970 |  |  |  | Aug 5 2014 3:35PM
San Jose | San Jose -> WTSR -> ROW-D-3 -> D-3-1 | D-3-1 | RU#34 | blanking panel |  | APC | NetShelter | AR8101BLK-2U | APC970 |  |  |  | Aug 5 2014 3:35PM
San Jose | San Jose -> WTSR -> ROW-D-3 -> D-3-1 | D-3-1 | RU#33 | WEB.SANDBOX3 | SERVER SERVICES | Hewlett-Packard | ProLiant | DL160 G5 | HEPD380 | USE936N817 |  | 192.150.12.79 | Aug 5 2014 3:35PM
San Jose | San Jose -> WTSR -> ROW-D-3 -> D-3-1 | D-3-1 | RU#31 | blanking panel |  | APC | NetShelter | AR8101BLK-2U | APC970 |  |  |  | Aug 5 2014 3:35PM
San Jose | San Jose -> WTSR -> ROW-D-3 -> D-3-1 | D-3-1 | RU#29 | blanking panel |  | APC | NetShelter | AR8101BLK-2U | APC970 |  |  |  | Aug 5 2014 3:35PM
San Jose | San Jose -> WTSR -> ROW-D-3 -> D-3-1 | D-3-1 | RU#27 | blanking panel |  | APC | NetShelter | AR8101BLK-2U | APC970 |  |  |  | Aug 5 2014 3:35PM
San Jose | San Jose -> WTSR -> ROW-D-3 -> D-3-1 | D-3-1 | RU#25 | blanking panel |  | APC | NetShelter | AR8101BLK-2U | APC970 |  |  |  | Aug 5 2014 3:35PM
San Jose | San Jose -> WTSR -> ROW-D-3 -> D-3-1 | D-3-1 | RU#23 | blanking panel |  | APC | NetShelter | AR8101BLK-2U | APC970 |  |  |  | Aug 5 2014 3:35PM
San Jose | San Jose -> WTSR -> ROW-D-3 -> D-3-1 | D-3-1 | RU#22 | blanking panel |  | APC | NetShelter | AR8101BLK-1U | APC969 |  |  |  | Aug 5 2014 3:35PM
San Jose | San Jose -> WTSR -> ROW-D-3 -> D-3-1 | D-3-1 | RU#21 | PDU | DATA CENTER OPERATIONS | Generic Equipment Set | Generic Device | RM 10 Outlets | GENC016 |  |  |  | Aug 5 2014 3:35PM
San Jose | San Jose -> WTSR -> ROW-D-3 -> D-3-1 | D-3-1 | RU#19 | blanking panel |  | APC | NetShelter | AR8101BLK-2U | APC970 |  |  |  | Aug 5 2014 3:35PM
San Jose | San Jose -> WTSR -> ROW-D-3 -> D-3-1 | D-3-1 | RU#17 | blanking panel |  | APC | NetShelter | AR8101BLK-2U | APC970 |  |  |  | Aug 5 2014 3:35PM
San Jose | San Jose -> WTSR -> ROW-D-3 -> D-3-1 | D-3-1 | RU#15 | blanking panel |  | APC | NetShelter | AR8101BLK-2U | APC970 |  |  |  | Aug 5 2014 3:35PM
San Jose | San Jose -> WTSR -> ROW-D-3 -> D-3-1 | D-3-1 | RU#13 | blanking panel |  | APC | NetShelter | AR8101BLK-2U | APC970 |  |  |  | Aug 5 2014 3:35PM
San Jose | San Jose -> WTSR -> ROW-D-3 -> D-3-1 | D-3-1 | RU#11 | blanking panel |  | APC | NetShelter | AR8101BLK-2U | APC970 |  |  |  | Aug 5 2014 3:35PM
San Jose | San Jose -> WTSR -> ROW-D-3 -> D-3-2 | D-3-2 | RU#08 | cable manager |  | APC | NetShelter | AR8426A | APC994 |  |  |  | Aug 5 2014 3:36PM
San Jose | San Jose -> WTSR -> ROW-D-3 -> D-3-2 | D-3-2 | RU#06 | blanking panel |  | APC | NetShelter | AR8101BLK-2U | APC970 |  |  |  | Aug 5 2014 3:36PM
San Jose | San Jose -> WTSR -> ROW-D-3 -> D-3-2 | D-3-2 | RU#04 | blanking panel |  | APC | NetShelter | AR8101BLK-2U | APC970 |  |  |  | Aug 5 2014 3:36PM
San Jose | San Jose -> WTSR -> ROW-D-3 -> D-3-2 | D-3-2 | RU#02 | blanking panel |  | APC | NetShelter | AR8101BLK-2U | APC970 |  |  |  | Aug 5 2014 3:36PM
San Jose | San Jose -> WTSR -> ROW-D-3 -> D-3-2 | D-3-2 | RU#01 | blanking panel |  | APC | NetShelter | AR8101BLK-1U | APC969 |  |  |  | Aug 5 2014 3:36PM
San Jose | San Jose -> WTSR -> ROW-D-3 -> D-3-2 | D-3-2 | RU#44 | blanking panel |  | APC | NetShelter | AR8101BLK-2U | APC970 |  |  |  | Aug 5 2014 3:38PM
San Jose | San Jose -> WTSR -> ROW-D-3 -> D-3-2 | D-3-2 | RU#43 | KVM-WEST1 | DATA CENTER OPERATIONS | Raritan Computer | Dominion KX | KX432 Rackmount | RCI144 | HK3E800004 |  | 10.0.8.64 | Aug 5 2014 3:38PM
San Jose | San Jose -> WTSR -> ROW-D-3 -> D-3-2 | D-3-2 | RU#41 | blanking panel |  | APC | NetShelter | AR8101BLK-2U | APC970 |  |  |  | Aug 5 2014 3:38PM
San Jose | San Jose -> WTSR -> ROW-D-3 -> D-3-2 | D-3-2 | RU#40 | blanking panel |  | APC | NetShelter | AR8101BLK-1U | APC969 |  |  |  | Aug 5 2014 3:38PM
San Jose | San Jose -> WTSR -> ROW-D-3 -> D-3-2 | D-3-2 | RU#39 | HOST-SJC0-1 | SERVER SERVICES | Compaq | ProLiant | DL360 G2 | CMPQ270 | 6J2CJNT160N6 | 1000-74756 | 192.168.208.120 | Aug 5 2014 3:38PM
San Jose | San Jose -> WTSR -> ROW-D-3 -> D-3-2 | D-3-2 | RU#38 | HOST-SJC0-2 | SERVER SERVICES | Compaq | ProLiant | DL360 G2 | CMPQ270 | 6J2CJNT15098 | 1000-74757 | 192.168.208.122 | Aug 5 2014 3:38PM
San Jose | San Jose -> WTSR -> ROW-D-3 -> D-3-2 | D-3-2 | RU#37 | HOST-SJC0-5 | SERVER SERVICES | Compaq | ProLiant | DL360 G2 | CMPQ270 | 6J2CJNT16033 | 1000-74758 | 192.168.208.126 | Aug 5 2014 3:38PM
San Jose | San Jose -> WTSR -> ROW-D-3 -> D-3-2 | D-3-2 | RU#36 | blanking panel |  | APC | NetShelter | AR8101BLK-1U | APC969 |  |  |  | Aug 5 2014 3:38PM
San Jose | San Jose -> WTSR -> ROW-D-3 -> D-3-2 | D-3-2 | RU#34 | blanking panel |  | APC | NetShelter | AR8101BLK-2U | APC970 |  |  |  | Aug 5 2014 3:38PM
San Jose | San Jose -> WTSR -> ROW-D-3 -> D-3-2 | D-3-2 | RU#33 | blanking panel |  | APC | NetShelter | AR8101BLK-1U | APC969 |  |  |  | Aug 5 2014 3:38PM
San Jose | San Jose -> WTSR -> ROW-D-3 -> D-3-2 | D-3-2 | RU#32 | DB.STG | SERVER SERVICES | Hewlett-Packard | ProLiant | DL360 G7 | HEPK293 | USE236DNTB | 3118433 | 192.168.216.40 | Oct 2 2014 12:02PM
San Jose | San Jose -> WTSR -> ROW-D-3 -> D-3-2 | D-3-2 | RU#31 | AD1.STG | SERVER SERVICES | Hewlett-Packard | ProLiant | DL140 G3 | HEPA847 | USE831N29V | 328 | 192.150.12.81 | Aug 5 2014 3:37PM
San Jose | San Jose -> WTSR -> ROW-D-3 -> D-3-2 | D-3-2 | RU#30 | AD2.STG | SERVER SERVICES | Hewlett-Packard | ProLiant | DL160 G5 | HEPD380 | USE812N1HJ | 348 | 192.150.12.82 | Aug 5 2014 3:37PM
San Jose | San Jose -> WTSR -> ROW-D-3 -> D-3-2 | D-3-2 | RU#28 | blanking panel |  | APC | NetShelter | AR8101BLK-2U | APC970 |  |  |  | Aug 5 2014 3:37PM
San Jose | San Jose -> WTSR -> ROW-D-3 -> D-3-2 | D-3-2 | RU#27 | PDU | DATA CENTER OPERATIONS | Generic Equipment Set | Generic Device | RM 10 Outlets | GENC016 |  |  |  | Aug 5 2014 3:37PM
San Jose | San Jose -> WTSR -> ROW-D-3 -> D-3-2 | D-3-2 | RU#26 | blanking panel |  | APC | NetShelter | AR8101BLK-1U | APC969 |  |  |  | Aug 5 2014 3:37PM
San Jose | San Jose -> WTSR -> ROW-D-3 -> D-3-2 | D-3-2 | RU#25 | blanking panel |  | APC | NetShelter | AR8101BLK-1U | APC969 |  |  |  | Aug 5 2014 3:37PM
San Jose | San Jose -> WTSR -> ROW-D-3 -> D-3-2 | D-3-2 | RU#24 | blanking panel |  | APC | NetShelter | AR8101BLK-1U | APC969 |  |  |  | Aug 5 2014 3:37PM
San Jose | San Jose -> WTSR -> ROW-D-3 -> D-3-2 | D-3-2 | RU#23 | PDU1 | DATA CENTER OPERATIONS | Generic Equipment Set | Generic Device | RM 8 Outlets | GENC018 |  |  |  | Aug 5 2014 3:37PM
San Jose | San Jose -> WTSR -> ROW-D-3 -> D-3-2 | D-3-2 | RU#22 | HUB.STG | SERVER SERVICES | Hewlett-Packard | ProLiant | DL160 G5 | HEPD380 | USE812N1H9 | NA |  | Aug 5 2014 3:37PM
San Jose | San Jose -> WTSR -> ROW-D-3 -> D-3-2 | D-3-2 | RU#21 | blanking panel |  | APC | NetShelter | AR8101BLK-1U | APC969 |  |  |  | Aug 5 2014 3:37PM
San Jose | San Jose -> WTSR -> ROW-D-3 -> D-3-2 | D-3-2 | RU#19 | blanking panel |  | APC | NetShelter | AR8101BLK-2U | APC970 |  |  |  | Aug 5 2014 3:37PM
San Jose | San Jose -> WTSR -> ROW-D-3 -> D-3-2 | D-3-2 | RU#17 | blanking panel |  | APC | NetShelter | AR8101BLK-2U | APC970 |  |  |  | Aug 5 2014 3:37PM
San Jose | San Jose -> WTSR -> ROW-D-3 -> D-3-2 | D-3-2 | RU#15 | blanking panel |  | APC | NetShelter | AR8101BLK-2U | APC970 |  |  |  | Aug 5 2014 3:36PM
San Jose | San Jose -> WTSR -> ROW-D-3 -> D-3-2 | D-3-2 | RU#13 | blanking panel |  | APC | NetShelter | AR8101BLK-2U | APC970 |  |  |  | Aug 5 2014 3:36PM
San Jose | San Jose -> WTSR -> ROW-D-3 -> D-3-2 | D-3-2 | RU#11 | blanking panel |  | APC | NetShelter | AR8101BLK-2U | APC970 |  |  |  | Aug 5 2014 3:36PM
San Jose | San Jose -> WTSR -> ROW-D-3 -> D-3-2 | D-3-2 | RU#10 | blanking panel |  | APC | NetShelter | AR8101BLK-1U | APC969 |  |  |  | Aug 5 2014 3:36PM
San Jose | San Jose -> WTSR -> ROW-D-3 -> D-3-3 | D-3-3 | RU#07 | shelf |  | Generic Equipment Set | Shelf | 19 Inch 1U Shelf | GENR944 |  |  |  | Aug 5 2014 3:38PM
San Jose | San Jose -> WTSR -> ROW-D-3 -> D-3-3 | D-3-3 | RU#05 | blanking panel |  | APC | NetShelter | AR8101BLK-2U | APC970 |  |  |  | Aug 5 2014 3:38PM
San Jose | San Jose -> WTSR -> ROW-D-3 -> D-3-3 | D-3-3 | RU#03 | blanking panel |  | APC | NetShelter | AR8101BLK-2U | APC970 |  |  |  | Aug 5 2014 3:38PM
San Jose | San Jose -> WTSR -> ROW-D-3 -> D-3-3 | D-3-3 | RU#02 | shelf |  | Generic Equipment Set | Shelf | 19 Inch 1U Shelf | GENR944 |  |  |  | Aug 5 2014 3:38PM
San Jose | San Jose -> WTSR -> ROW-D-3 -> D-3-3 | D-3-3 | RU#01 | blanking panel |  | APC | NetShelter | AR8101BLK-1U | APC969 |  |  |  | Aug 5 2014 3:38PM
San Jose | San Jose -> WTSR -> ROW-D-3 -> D-3-3 | D-3-3 | RU#45 | blanking panel |  | APC | NetShelter | AR8101BLK-1U | APC969 |  |  |  | Aug 5 2014 3:41PM
San Jose | San Jose -> WTSR -> ROW-D-3 -> D-3-3 | D-3-3 | RU#43 | cable manager |  | APC | NetShelter | AR8426A | APC994 |  |  |  | Aug 5 2014 3:40PM
San Jose | San Jose -> WTSR -> ROW-D-3 -> D-3-3 | D-3-3 | RU#41 | blanking panel |  | APC | NetShelter | AR8101BLK-2U | APC970 |  |  |  | Aug 5 2014 3:40PM
San Jose | San Jose -> WTSR -> ROW-D-3 -> D-3-3 | D-3-3 | RU#40 | PDU | DATA CENTER OPERATIONS | Generic Equipment Set | Generic Device | RM 10 Outlets | GENC016 |  |  |  | Aug 5 2014 3:40PM
San Jose | San Jose -> WTSR -> ROW-D-3 -> D-3-3 | D-3-3 | RU#39 | PDU | DATA CENTER OPERATIONS | Generic Equipment Set | Generic Device | RM 10 Outlets | GENC016 |  |  |  | Aug 5 2014 3:40PM
San Jose | San Jose -> WTSR -> ROW-D-3 -> D-3-3 | D-3-3 | RU#38 | ADOBE-DNS-01-NEW |  | Infoblox | DNS | Trinzic 1400 | IFBX026 | 1434201410100070 |  |  | Mar 13 2015 7:20PM
San Jose | San Jose -> WTSR -> ROW-D-3 -> D-3-3 | D-3-3 | RU#37 | ADOBE-DNS-02-NEW |  | Infoblox | DNS | Trinzic 1400 | IFBX026 | 1434201410100080 |  |  | Mar 13 2015 7:20PM
San Jose | San Jose -> WTSR -> ROW-D-3 -> D-3-3 | D-3-3 | RU#36 | blanking panel |  | APC | NetShelter | AR8101BLK-1U | APC969 |  |  |  | May 9 2016 5:29PM
San Jose | San Jose -> WTSR -> ROW-D-3 -> D-3-3 | D-3-3 | RU#35 | blanking panel |  | APC | NetShelter | AR8101BLK-1U | APC969 |  |  |  | Aug 5 2014 3:40PM
San Jose | San Jose -> WTSR -> ROW-D-3 -> D-3-3 | D-3-3 | RU#34 | REDIS |  | Hewlett-Packard | ProLiant | DL160 G5 | HEPD380 | USE831N2A9 |  |  | Aug 5 2014 3:40PM
San Jose | San Jose -> WTSR -> ROW-D-3 -> D-3-3 | D-3-3 | RU#33 | shelf |  | Generic Equipment Set | Shelf | 19 Inch 1U Shelf | GENR944 |  |  |  | Aug 5 2014 3:40PM
San Jose | San Jose -> WTSR -> ROW-D-3 -> D-3-3 | D-3-3 | RU#32 | BIGIP-SJC0-3 | SERVER SERVICES | F5 Networks | BIG-IP | BIG-IP 3400 | F5LA019 | F5-RYVQ-BIDD |  | 153.32.16.26 | Aug 5 2014 3:40PM
San Jose | San Jose -> WTSR -> ROW-D-3 -> D-3-3 | D-3-3 | RU#31 | BIGIP-SJC0-4 | SERVER SERVICES | F5 Networks | BIG-IP | BIG-IP 3400 | F5LA019 | F5-GPPW-WUUW |  |  | Aug 5 2014 3:40PM
San Jose | San Jose -> WTSR -> ROW-D-3 -> D-3-3 | D-3-3 | RU#30 | blanking panel |  | APC | NetShelter | AR8101BLK-1U | APC969 |  |  |  | Aug 5 2014 3:40PM
San Jose | San Jose -> WTSR -> ROW-D-3 -> D-3-3 | D-3-3 | RU#29 | blanking panel |  | APC | NetShelter | AR8101BLK-1U | APC969 |  |  |  | May 9 2016 5:29PM
San Jose | San Jose -> WTSR -> ROW-D-3 -> D-3-3 | D-3-3 | RU#28 | blanking panel |  | APC | NetShelter | AR8101BLK-1U | APC969 |  |  |  | Aug 5 2014 3:39PM
San Jose | San Jose -> WTSR -> ROW-D-3 -> D-3-3 | D-3-3 | RU#27 | WEB.STG | SERVER SERVICES | Hewlett-Packard | ProLiant | DL160 G5 | HEPD380 | USE933NLQ | N/A | 192.150.12.81 | Aug 5 2014 3:39PM
San Jose | San Jose -> WTSR -> ROW-D-3 -> D-3-3 | D-3-3 | RU#26 | PROC.STG | SERVER SERVICES | Hewlett-Packard | ProLiant | DL160 G5 | HEPD380 | USE812N1GZ | 340 | 192.168.216.42 | Aug 5 2014 3:39PM
San Jose | San Jose -> WTSR -> ROW-D-3 -> D-3-3 | D-3-3 | RU#25 | CONTENT.STG | SERVER SERVICES | Hewlett-Packard | ProLiant | DL160 G5 | HEPD380 | USE852N37H | N/A | 192.168.216.41 | Aug 5 2014 3:39PM
San Jose | San Jose -> WTSR -> ROW-D-3 -> D-3-3 | D-3-3 | RU#24 | REPORT1.STG |  | Hewlett-Packard | ProLiant | DL160 G5 | HEPD380 | USE831N29T |  |  | Aug 5 2014 3:39PM
San Jose | San Jose -> WTSR -> ROW-D-3 -> D-3-3 | D-3-3 | RU#23 | blanking panel |  | APC | NetShelter | AR8101BLK-1U | APC969 |  |  |  | Aug 21 2014 3:37PM
San Jose | San Jose -> WTSR -> ROW-D-3 -> D-3-3 | D-3-3 | RU#22 | shelf |  | Generic Equipment Set | Shelf | 19 Inch 1U Shelf | GENR944 |  |  |  | Aug 5 2014 3:39PM
San Jose | San Jose -> WTSR -> ROW-D-3 -> D-3-3 | D-3-3 | RU#20 | blanking panel |  | APC | NetShelter | AR8101BLK-2U | APC970 |  |  |  | Aug 5 2014 3:39PM
San Jose | San Jose -> WTSR -> ROW-D-3 -> D-3-3 | D-3-3 | RU#18 | blanking panel |  | APC | NetShelter | AR8101BLK-2U | APC970 |  |  |  | Aug 5 2014 3:39PM
San Jose | San Jose -> WTSR -> ROW-D-3 -> D-3-3 | D-3-3 | RU#16 | blanking panel |  | APC | NetShelter | AR8101BLK-2U | APC970 |  |  |  | Aug 5 2014 3:39PM
San Jose | San Jose -> WTSR -> ROW-D-3 -> D-3-3 | D-3-3 | RU#15 | shelf |  | Generic Equipment Set | Shelf | 19 Inch 1U Shelf | GENR944 |  |  |  | Oct 2 2014 3:11PM
San Jose | San Jose -> WTSR -> ROW-D-3 -> D-3-3 | D-3-3 | RU#13 | FLEX | DIRECTORY SERVICES | SUN Microsystems | SPARCstation | SPARCstation 5 | SUN024 | 523F0210 |  | 153.32.2.254 | Aug 5 2014 3:39PM
San Jose | San Jose -> WTSR -> ROW-D-3 -> D-3-3 | D-3-3 | RU#12 | shelf |  | Generic Equipment Set | Shelf | 19 Inch 1U Shelf | GENR944 |  |  |  | Aug 5 2014 3:39PM
San Jose | San Jose -> WTSR -> ROW-D-3 -> D-3-3 | D-3-3 | RU#11 | blanking panel |  | APC | NetShelter | AR8101BLK-1U | APC969 |  |  |  | Aug 5 2014 3:39PM
San Jose | San Jose -> WTSR -> ROW-D-3 -> D-3-3 | D-3-3 | RU#10 | blanking panel |  | APC | NetShelter | AR8101BLK-1U | APC969 |  |  |  | Aug 21 2014 3:37PM
San Jose | San Jose -> WTSR -> ROW-D-3 -> D-3-3 -> shelf | shelf | InOutPlug#7 | 4G Connected to FLEX |  | SUN Microsystems | StorEdge | StorEdge UNIPACK 611 | SUNM420 |  |  |  | Oct 2 2014 3:12PM
San Jose | San Jose -> WTSR -> ROW-D-3 -> D-3-3 -> shelf | shelf | InOutPlug#4 | DS5-TEST02 | DIRECTORY SERVICES | SUN Microsystems | Ultra | Ultra 2 Creator 3D | SUN045 | 713F130B |  | 153.32.12.201 | Aug 5 2014 3:38PM
San Jose | San Jose -> WTSR -> ROW-D-3 -> D-3-3 -> shelf | shelf | InOutPlug#1 | 4G Connected to FLEX |  | SUN Microsystems | StorEdge | StorEdge UNIPACK 611 | SUNM420 |  |  |  | Oct 2 2014 3:12PM
San Jose | San Jose -> WTSR -> ROW-D-3 -> D-3-4 | D-3-4 | RU#09 | blanking panel |  | APC | NetShelter | AR8101BLK-8U | APC972 |  |  |  | Aug 5 2014 3:41PM
San Jose | San Jose -> WTSR -> ROW-D-3 -> D-3-4 | D-3-4 | RU#01 | blanking panel |  | APC | NetShelter | AR8101BLK-8U | APC972 |  |  |  | Aug 5 2014 3:41PM
San Jose | San Jose -> WTSR -> ROW-D-3 -> D-3-4 | D-3-4 | RU#45 | blanking panel |  | APC | NetShelter | AR8101BLK-1U | APC969 |  |  |  | Aug 5 2014 3:41PM
San Jose | San Jose -> WTSR -> ROW-D-3 -> D-3-4 | D-3-4 | RU#41 | blanking panel |  | APC | NetShelter | AR8101BLK-4U | APC971 |  |  |  | Aug 5 2014 3:41PM
San Jose | San Jose -> WTSR -> ROW-D-3 -> D-3-4 | D-3-4 | RU#33 | blanking panel |  | APC | NetShelter | AR8101BLK-8U | APC972 |  |  |  | Aug 5 2014 3:41PM
San Jose | San Jose -> WTSR -> ROW-D-3 -> D-3-4 | D-3-4 | RU#25 | blanking panel |  | APC | NetShelter | AR8101BLK-8U | APC972 |  |  |  | Aug 5 2014 3:41PM
San Jose | San Jose -> WTSR -> ROW-D-3 -> D-3-4 | D-3-4 | RU#17 | blanking panel |  | APC | NetShelter | AR8101BLK-8U | APC972 |  |  |  | Aug 5 2014 3:41PM
San Jose | San Jose -> WTSR -> ROW-D-3 -> D-3-5 | D-3-5 | RU#05 | blanking panel |  | APC | NetShelter | AR8101BLK-8U | APC972 |  |  |  | Aug 21 2014 4:55PM
San Jose | San Jose -> WTSR -> ROW-D-3 -> D-3-5 | D-3-5 | RU#04 | shelf |  | Generic Equipment Set | Shelf | 19 Inch 1U Shelf | GENR944 |  |  |  | Aug 5 2014 3:41PM
San Jose | San Jose -> WTSR -> ROW-D-3 -> D-3-5 | D-3-5 | RU#03 | blanking panel |  | APC | NetShelter | AR8101BLK-1U | APC969 |  |  |  | Aug 21 2014 4:55PM
San Jose | San Jose -> WTSR -> ROW-D-3 -> D-3-5 | D-3-5 | RU#02 | PDU1 | DATA CENTER OPERATIONS | Generic Equipment Set | Generic Device | RM 10 Outlets | GENC016 |  |  |  | Aug 5 2014 3:42PM
San Jose | San Jose -> WTSR -> ROW-D-3 -> D-3-5 | D-3-5 | RU#01 | blanking panel |  | APC | NetShelter | AR8101BLK-1U | APC969 |  |  |  | Aug 21 2014 4:55PM
San Jose | San Jose -> WTSR -> ROW-D-3 -> D-3-5 | D-3-5 | RU#44 | blanking panel |  | APC | NetShelter | AR8101BLK-2U | APC970 |  |  |  | Aug 21 2014 4:55PM
San Jose | San Jose -> WTSR -> ROW-D-3 -> D-3-5 | D-3-5 | RU#40 | blanking panel |  | APC | NetShelter | AR8101BLK-4U | APC971 |  |  |  | Aug 21 2014 4:55PM
San Jose | San Jose -> WTSR -> ROW-D-3 -> D-3-5 | D-3-5 | RU#39 | PDU2 | DATA CENTER OPERATIONS | Generic Equipment Set | Generic Device | RM 10 Outlets | GENC016 |  |  |  | Aug 5 2014 3:41PM
San Jose | San Jose -> WTSR -> ROW-D-3 -> D-3-5 | D-3-5 | RU#37 | CRAWLER-2 | SERVER SERVICES | Hewlett-Packard | ProLiant | DL380 G3 | HP256 | D337KJN2H324 |  | 153.32.2.80 | Aug 5 2014 3:42PM
San Jose | San Jose -> WTSR -> ROW-D-3 -> D-3-5 | D-3-5 | RU#29 | blanking panel |  | APC | NetShelter | AR8101BLK-8U | APC972 |  |  |  | Aug 21 2014 4:55PM
San Jose | San Jose -> WTSR -> ROW-D-3 -> D-3-5 | D-3-5 | RU#28 | blanking panel |  | APC | NetShelter | AR8101BLK-1U | APC969 |  |  |  | Aug 22 2014 11:34AM
San Jose | San Jose -> WTSR -> ROW-D-3 -> D-3-5 | D-3-5 | RU#24 | EARTHFORCE | SERVER SERVICES | SUN Microsystems | Enterprise | E420R | SUN088 | 220C58E9 | 1000-74084 | 153.32.14.76 | Aug 5 2014 3:41PM
San Jose | San Jose -> WTSR -> ROW-D-3 -> D-3-5 | D-3-5 | RU#21 | blanking panel |  | APC | NetShelter | AR8101BLK-3U | APCC280 |  |  |  | Aug 21 2014 4:55PM
San Jose | San Jose -> WTSR -> ROW-D-3 -> D-3-5 | D-3-5 | RU#13 | blanking panel |  | APC | NetShelter | AR8101BLK-8U | APC972 |  |  |  | Aug 21 2014 4:55PM
San Jose | San Jose -> WTSR -> ROW-D-3 -> D-3-6 | D-3-6 | RU#05 | blanking panel |  | APC | NetShelter | AR8101BLK-8U | APC972 |  |  |  | Aug 5 2014 3:42PM
San Jose | San Jose -> WTSR -> ROW-D-3 -> D-3-6 | D-3-6 | RU#04 | shelf |  | Generic Equipment Set | Shelf | 19 Inch 1U Shelf | GENR944 |  |  |  | Aug 5 2014 3:42PM
San Jose | San Jose -> WTSR -> ROW-D-3 -> D-3-6 | D-3-6 | RU#03 | blanking panel |  | APC | NetShelter | AR8101BLK-1U | APC969 |  |  |  | Aug 5 2014 3:42PM
San Jose | San Jose -> WTSR -> ROW-D-3 -> D-3-6 | D-3-6 | RU#01 | blanking panel |  | APC | NetShelter | AR8101BLK-2U | APC970 |  |  |  | Aug 5 2014 3:42PM
San Jose | San Jose -> WTSR -> ROW-D-3 -> D-3-6 | D-3-6 | RU#45 | blanking panel |  | APC | NetShelter | AR8101BLK-1U | APC969 |  |  |  | Aug 5 2014 3:42PM
San Jose | San Jose -> WTSR -> ROW-D-3 -> D-3-6 | D-3-6 | RU#44 | CONWEST3 | DATA CENTER OPERATIONS | Cyclades | AlterPath | ACS48 | CYCL017 | ATP041113 |  | 153.32.14.145 | Aug 5 2014 3:42PM
San Jose | San Jose -> WTSR -> ROW-D-3 -> D-3-6 | D-3-6 | RU#43 | blanking panel |  | APC | NetShelter | AR8101BLK-1U | APC969 |  |  |  | Aug 5 2014 3:42PM
San Jose | San Jose -> WTSR -> ROW-D-3 -> D-3-6 | D-3-6 | RU#39 | blanking panel |  | APC | NetShelter | AR8101BLK-4U | APC971 |  |  |  | Aug 5 2014 3:42PM
San Jose | San Jose -> WTSR -> ROW-D-3 -> D-3-6 | D-3-6 | RU#38 | shelf |  | Generic Equipment Set | Shelf | 19 Inch 1U Shelf | GENR944 |  |  |  | Aug 5 2014 3:42PM
San Jose | San Jose -> WTSR -> ROW-D-3 -> D-3-6 | D-3-6 | RU#30 | blanking panel |  | APC | NetShelter | AR8101BLK-8U | APC972 |  |  |  | Aug 5 2014 3:42PM
San Jose | San Jose -> WTSR -> ROW-D-3 -> D-3-6 | D-3-6 | RU#26 | blanking panel |  | APC | NetShelter | AR8101BLK-4U | APC971 |  |  |  | Aug 5 2014 3:42PM
San Jose | San Jose -> WTSR -> ROW-D-3 -> D-3-6 | D-3-6 | RU#25 | blanking panel |  | APC | NetShelter | AR8101BLK-1U | APC969 |  |  |  | Aug 5 2014 3:42PM
San Jose | San Jose -> WTSR -> ROW-D-3 -> D-3-6 | D-3-6 | RU#21 | blanking panel |  | APC | NetShelter | AR8101BLK-4U | APC971 |  |  |  | Aug 5 2014 3:42PM
San Jose | San Jose -> WTSR -> ROW-D-3 -> D-3-6 | D-3-6 | RU#13 | blanking panel |  | APC | NetShelter | AR8101BLK-8U | APC972 |  |  |  | Aug 5 2014 3:42PM
San Jose | San Jose -> WTSR -> ROW-D-3 -> D3-7 Hitachi-Anywhere-Cab | D3-7 Hitachi-Anywhere-Cab | RU#09 | HNAS shelf |  | Hitachi Data Systems | Unified Storage | DF-F850-DBS | HDS314 |  |  |  | Oct 15 2014 12:11PM
San Jose | San Jose -> WTSR -> ROW-D-3 -> D3-7 Hitachi-Anywhere-Cab | D3-7 Hitachi-Anywhere-Cab | RU#07 | HNAS shelf |  | Hitachi Data Systems | Unified Storage | DF-F850-DBS | HDS314 |  |  |  | Oct 15 2014 12:11PM
San Jose | San Jose -> WTSR -> ROW-D-3 -> D3-7 Hitachi-Anywhere-Cab | D3-7 Hitachi-Anywhere-Cab | RU#05 | HNAS shelf |  | Hitachi Data Systems | Unified Storage | DF-F850-DBS | HDS314 |  |  |  | Oct 15 2014 12:11PM
San Jose | San Jose -> WTSR -> ROW-D-3 -> D3-7 Hitachi-Anywhere-Cab | D3-7 Hitachi-Anywhere-Cab | RU#04 | Blanking Panel |  | APC | NetShelter | AR8101BLK-1U | APC969 |  |  |  | Oct 15 2014 12:11PM
San Jose | San Jose -> WTSR -> ROW-D-3 -> D3-7 Hitachi-Anywhere-Cab | D3-7 Hitachi-Anywhere-Cab | RU#02 | HNAS shelf |  | Hitachi Data Systems | Unified Storage | DF-F850-DBS | HDS314 |  |  |  | Oct 15 2014 12:11PM
San Jose | San Jose -> WTSR -> ROW-D-3 -> D3-7 Hitachi-Anywhere-Cab | D3-7 Hitachi-Anywhere-Cab | RU#42 | Switch |  | Linksys | Business Series | SFE2000P | LSYS290 |  |  |  | Oct 15 2014 12:11PM
San Jose | San Jose -> WTSR -> ROW-D-3 -> D3-7 Hitachi-Anywhere-Cab | D3-7 Hitachi-Anywhere-Cab | RU#40 | VDX6740-1 |  | Brocade Communications Systems | VDX | VDX6740 | BROC602 |  |  |  | Oct 15 2014 11:40AM
San Jose | San Jose -> WTSR -> ROW-D-3 -> D3-7 Hitachi-Anywhere-Cab | D3-7 Hitachi-Anywhere-Cab | RU#38 | VDX6740-2 |  | Brocade Communications Systems | VDX | VDX6740 | BROC602 |  |  |  | Oct 15 2014 11:40AM
San Jose | San Jose -> WTSR -> ROW-D-3 -> D3-7 Hitachi-Anywhere-Cab | D3-7 Hitachi-Anywhere-Cab | RU#37 | Blanking Panel |  | APC | NetShelter | AR8101BLK-1U | APC969 |  |  |  | Oct 15 2014 12:11PM
San Jose | San Jose -> WTSR -> ROW-D-3 -> D3-7 Hitachi-Anywhere-Cab | D3-7 Hitachi-Anywhere-Cab | RU#36 | Super Micro |  | Super Micro Computer | SuperServer | PDR-2534B | SUPM488 |  |  |  | Oct 15 2014 12:11PM
San Jose | San Jose -> WTSR -> ROW-D-3 -> D3-7 Hitachi-Anywhere-Cab | D3-7 Hitachi-Anywhere-Cab | RU#35 | Blanking Panel |  | APC | NetShelter | AR8101BLK-1U | APC969 |  |  |  | Oct 15 2014 12:11PM
San Jose | San Jose -> WTSR -> ROW-D-3 -> D3-7 Hitachi-Anywhere-Cab | D3-7 Hitachi-Anywhere-Cab | RU#32 | HUS-2 |  | Hitachi Data Systems | Unified Storage | HNAS 4100 | HDS366 | M4SJKW1403173 |  |  | Oct 15 2014 12:11PM
San Jose | San Jose -> WTSR -> ROW-D-3 -> D3-7 Hitachi-Anywhere-Cab | D3-7 Hitachi-Anywhere-Cab | RU#29 | HUS-1 |  | Hitachi Data Systems | Unified Storage | HNAS 4100 | HDS366 | M4SJKW1403201 |  |  | Oct 15 2014 12:11PM
San Jose | San Jose -> WTSR -> ROW-D-3 -> D3-7 Hitachi-Anywhere-Cab | D3-7 Hitachi-Anywhere-Cab | RU#27 | Blanking Panel |  | APC | NetShelter | AR8101BLK-2U | APC970 |  |  |  | Oct 15 2014 12:11PM
San Jose | San Jose -> WTSR -> ROW-D-3 -> D3-7 Hitachi-Anywhere-Cab | D3-7 Hitachi-Anywhere-Cab | RU#25 | Blanking Panel |  | APC | NetShelter | AR8101BLK-2U | APC970 |  |  |  | Oct 15 2014 12:11PM
San Jose | San Jose -> WTSR -> ROW-D-3 -> D3-7 Hitachi-Anywhere-Cab | D3-7 Hitachi-Anywhere-Cab | RU#23 | Blanking Panel |  | APC | NetShelter | AR8101BLK-2U | APC970 |  |  |  | Oct 15 2014 12:11PM
San Jose | San Jose -> WTSR -> ROW-D-3 -> D3-7 Hitachi-Anywhere-Cab | D3-7 Hitachi-Anywhere-Cab | RU#21 | Blanking Panel |  | APC | NetShelter | AR8101BLK-2U | APC970 |  |  |  | Oct 15 2014 12:11PM
San Jose | San Jose -> WTSR -> ROW-D-3 -> D3-7 Hitachi-Anywhere-Cab | D3-7 Hitachi-Anywhere-Cab | RU#19 | Blanking Panel |  | APC | NetShelter | AR8101BLK-2U | APC970 |  |  |  | Oct 15 2014 12:11PM
San Jose | San Jose -> WTSR -> ROW-D-3 -> D3-7 Hitachi-Anywhere-Cab | D3-7 Hitachi-Anywhere-Cab | RU#17 | Blanking Panel |  | APC | NetShelter | AR8101BLK-2U | APC970 |  |  |  | Oct 15 2014 11:40AM
San Jose | San Jose -> WTSR -> ROW-D-3 -> D3-7 Hitachi-Anywhere-Cab | D3-7 Hitachi-Anywhere-Cab | RU#11 | Hitachi Blade |  | Hitachi Data Systems | BladeSymphony | BladeSymphony BS500 AGC0A2 | HDS368 |  |  |  | Oct 15 2014 12:11PM
San Jose | San Jose -> WTSR -> ROW-D-3 -> D3-7 Hitachi-Anywhere-Cab -> Hitachi Blade | Hitachi Blade | Drive Slot#6 | BladeSymphony BS540A AGD0A1 |  | Hitachi Data Systems | BladeSymphony | BladeSymphony BS540A AGD0A1 | HDS373 |  |  |  | Oct 15 2014 12:11PM
San Jose | San Jose -> WTSR -> ROW-D-3 -> D3-7 Hitachi-Anywhere-Cab -> Hitachi Blade | Hitachi Blade | Drive Slot#4 | BladeSymphony BS520A AGB0A1 |  | Hitachi Data Systems | BladeSymphony | BladeSymphony BS520A AGB0A1 | HDS369 |  |  |  | Oct 15 2014 12:11PM
San Jose | San Jose -> WTSR -> ROW-D-3 -> D3-7 Hitachi-Anywhere-Cab -> Hitachi Blade | Hitachi Blade | Drive Slot#2 | BladeSymphony BS520A AGB0A1 |  | Hitachi Data Systems | BladeSymphony | BladeSymphony BS520A AGB0A1 | HDS369 |  |  |  | Oct 15 2014 12:11PM
San Jose | San Jose -> WTSR -> ROW-D-3 -> D3-7 Hitachi-Anywhere-Cab -> Hitachi Blade | Hitachi Blade | Drive Slot#1 | BladeSymphony BS520A AGB0A1 |  | Hitachi Data Systems | BladeSymphony | BladeSymphony BS520A AGB0A1 | HDS369 |  |  |  | Oct 15 2014 12:11PM
San Jose | San Jose -> WTSR -> ROW-D-3 -> D3-7 Hitachi-Anywhere-Cab -> Hitachi Blade | Hitachi Blade | Drive Slot#0 | BladeSymphony BS520A AGB0A1 |  | Hitachi Data Systems | BladeSymphony | BladeSymphony BS520A AGB0A1 | HDS369 |  |  |  | Oct 15 2014 12:11PM
San Jose | San Jose -> WTSR -> ROW-D-4 -> D-4-0 | D-4-0 | RU#09 | blanking panel |  | APC | NetShelter | AR8101BLK-2U | APC970 |  |  |  | Aug 5 2014 3:43PM
San Jose | San Jose -> WTSR -> ROW-D-4 -> D-4-0 | D-4-0 | RU#07 | blanking panel |  | APC | NetShelter | AR8101BLK-2U | APC970 |  |  |  | Aug 5 2014 3:43PM
San Jose | San Jose -> WTSR -> ROW-D-4 -> D-4-0 | D-4-0 | RU#05 | blanking panel |  | APC | NetShelter | AR8101BLK-2U | APC970 |  |  |  | Aug 5 2014 3:43PM
San Jose | San Jose -> WTSR -> ROW-D-4 -> D-4-0 | D-4-0 | RU#03 | blanking panel |  | APC | NetShelter | AR8101BLK-2U | APC970 |  |  |  | Aug 5 2014 3:43PM
San Jose | San Jose -> WTSR -> ROW-D-4 -> D-4-0 | D-4-0 | RU#01 | blanking panel |  | APC | NetShelter | AR8101BLK-2U | APC970 |  |  |  | Aug 5 2014 3:43PM
San Jose | San Jose -> WTSR -> ROW-D-4 -> D-4-0 | D-4-0 | RU#44 | blanking panel |  | APC | NetShelter | AR8101BLK-2U | APC970 |  |  |  | Aug 5 2014 3:44PM
San Jose | San Jose -> WTSR -> ROW-D-4 -> D-4-0 | D-4-0 | RU#43 | blanking panel |  | APC | NetShelter | AR8101BLK-1U | APC969 |  |  |  | Aug 5 2014 3:44PM
San Jose | San Jose -> WTSR -> ROW-D-4 -> D-4-0 | D-4-0 | RU#42 | SJNTSD4-0 | NETWORK SERVICES | Cisco Systems | Catalyst 3500 XL | WS-C3524T-XL-EN | CSCO363 | FOC0928U1EA |  | 192.168.208.60 | Aug 5 2014 3:44PM
San Jose | San Jose -> WTSR -> ROW-D-4 -> D-4-0 | D-4-0 | RU#40 | HOST-SJC0-98 | SERVER SERVICES | Hewlett-Packard | ProLiant | DL380 G3 | HP256 | EA5CLDN327 |  | 192.168.208.153 | Aug 5 2014 3:44PM
San Jose | San Jose -> WTSR -> ROW-D-4 -> D-4-0 | D-4-0 | RU#39 | blanking panel |  | APC | NetShelter | AR8101BLK-1U | APC969 |  |  |  | Aug 5 2014 3:44PM
San Jose | San Jose -> WTSR -> ROW-D-4 -> D-4-0 | D-4-0 | RU#38 | HOST-SJC0-99 | SERVER SERVICES | Hewlett-Packard | ProLiant | DL360 G4 | HEPA155 | USM511036X |  | 192.168.208.154 | Aug 5 2014 3:44PM
San Jose | San Jose -> WTSR -> ROW-D-4 -> D-4-0 | D-4-0 | RU#37 | HOST-SJC0-100 | SERVER SERVICES | Hewlett-Packard | ProLiant | DL360 G4 | HEPA155 | USM5110412 |  | 192.168.208.155 | Aug 5 2014 3:44PM
San Jose | San Jose -> WTSR -> ROW-D-4 -> D-4-0 | D-4-0 | RU#35 | NTCC01MA03 | BACKUP SERVICES | Hewlett-Packard | ProLiant | DL380 G6 - LFF | HEPD898 | 2UX926013E | 3099326 |  | Aug 5 2014 3:44PM
San Jose | San Jose -> WTSR -> ROW-D-4 -> D-4-0 | D-4-0 | RU#33 | blanking panel |  | APC | NetShelter | AR8101BLK-2U | APC970 |  |  |  | Aug 5 2014 3:43PM
San Jose | San Jose -> WTSR -> ROW-D-4 -> D-4-0 | D-4-0 | RU#31 | HOST-SJC0-104 | SERVER SERVICES | Hewlett-Packard | ProLiant | DL380 G3 | HP256 | EA5GLDN327 | 1000-81412 | 192.168.208.159 | Aug 5 2014 3:43PM
San Jose | San Jose -> WTSR -> ROW-D-4 -> D-4-0 | D-4-0 | RU#29 | blanking panel |  | APC | NetShelter | AR8101BLK-2U | APC970 |  |  |  | Aug 5 2014 3:43PM
San Jose | San Jose -> WTSR -> ROW-D-4 -> D-4-0 | D-4-0 | RU#27 | blanking panel |  | APC | NetShelter | AR8101BLK-2U | APC970 |  |  |  | Aug 5 2014 3:43PM
San Jose | San Jose -> WTSR -> ROW-D-4 -> D-4-0 | D-4-0 | RU#25 | blanking panel |  | APC | NetShelter | AR8101BLK-2U | APC970 |  |  |  | Aug 5 2014 3:43PM
San Jose | San Jose -> WTSR -> ROW-D-4 -> D-4-0 | D-4-0 | RU#24 | HOST-SJC0-6 (OFF 12/5/2013) | SERVER SERVICES | Hewlett-Packard | ProLiant | DL360 G4p | HEPA365 | USM52901R6 |  |  | Aug 5 2014 3:43PM
San Jose | San Jose -> WTSR -> ROW-D-4 -> D-4-0 | D-4-0 | RU#23 | blanking panel |  | APC | NetShelter | AR8101BLK-1U | APC969 |  |  |  | Aug 5 2014 3:43PM
San Jose | San Jose -> WTSR -> ROW-D-4 -> D-4-0 | D-4-0 | RU#21 | blanking panel |  | APC | NetShelter | AR8101BLK-2U | APC970 |  |  |  | Aug 5 2014 3:43PM
San Jose | San Jose -> WTSR -> ROW-D-4 -> D-4-0 | D-4-0 | RU#19 | blanking panel |  | APC | NetShelter | AR8101BLK-2U | APC970 |  |  |  | Aug 5 2014 3:43PM
San Jose | San Jose -> WTSR -> ROW-D-4 -> D-4-0 | D-4-0 | RU#17 | blanking panel |  | APC | NetShelter | AR8101BLK-2U | APC970 |  |  |  | Aug 5 2014 3:43PM
San Jose | San Jose -> WTSR -> ROW-D-4 -> D-4-0 | D-4-0 | RU#15 | blanking panel |  | APC | NetShelter | AR8101BLK-2U | APC970 |  |  |  | Aug 5 2014 3:43PM
San Jose | San Jose -> WTSR -> ROW-D-4 -> D-4-0 | D-4-0 | RU#13 | blanking panel |  | APC | NetShelter | AR8101BLK-2U | APC970 |  |  |  | Aug 5 2014 3:43PM
San Jose | San Jose -> WTSR -> ROW-D-4 -> D-4-0 | D-4-0 | RU#11 | blanking panel |  | APC | NetShelter | AR8101BLK-2U | APC970 |  |  |  | Aug 5 2014 3:43PM
San Jose | San Jose -> WTSR -> ROW-D-4 -> D-4-1 | D-4-1 | RU#09 | blanking panel |  | APC | NetShelter | AR8101BLK-4U | APC971 |  |  |  | Aug 5 2014 3:44PM
San Jose | San Jose -> WTSR -> ROW-D-4 -> D-4-1 | D-4-1 | RU#01 | blanking panel |  | APC | NetShelter | AR8101BLK-8U | APC972 |  |  |  | Aug 5 2014 3:44PM
San Jose | San Jose -> WTSR -> ROW-D-4 -> D-4-1 | D-4-1 | RU#42 | blanking panel |  | APC | NetShelter | AR8101BLK-4U | APC971 |  |  |  | Aug 5 2014 3:45PM
San Jose | San Jose -> WTSR -> ROW-D-4 -> D-4-1 | D-4-1 | RU#40 | blanking panel |  | APC | NetShelter | AR8101BLK-2U | APC970 |  |  |  | Aug 5 2014 3:45PM
San Jose | San Jose -> WTSR -> ROW-D-4 -> D-4-1 | D-4-1 | RU#39 | blanking panel |  | APC | NetShelter | AR8101BLK-1U | APC969 |  |  |  | Aug 5 2014 3:45PM
San Jose | San Jose -> WTSR -> ROW-D-4 -> D-4-1 | D-4-1 | RU#38 | shelf |  | Generic Equipment Set | Shelf | 19 Inch 1U Shelf | GENR944 |  |  |  | Aug 5 2014 3:45PM
San Jose | San Jose -> WTSR -> ROW-D-4 -> D-4-1 | D-4-1 | RU#36 | blanking panel |  | APC | NetShelter | AR8101BLK-2U | APC970 |  |  |  | Aug 5 2014 3:45PM
San Jose | San Jose -> WTSR -> ROW-D-4 -> D-4-1 | D-4-1 | RU#35 | blanking panel |  | APC | NetShelter | AR8101BLK-1U | APC969 |  |  |  | Aug 5 2014 3:45PM
San Jose | San Jose -> WTSR -> ROW-D-4 -> D-4-1 | D-4-1 | RU#34 | blanking panel |  | APC | NetShelter | AR8101BLK-1U | APC969 |  |  |  | Aug 5 2014 3:45PM
San Jose | San Jose -> WTSR -> ROW-D-4 -> D-4-1 | D-4-1 | RU#32 | COWBOYSERP | SERVER SERVICES | SUN Microsystems | Sun Fire | V240 | SUN182 | FN61170031 |  | 192.168.210.218 | Aug 5 2014 3:45PM
San Jose | San Jose -> WTSR -> ROW-D-4 -> D-4-1 | D-4-1 | RU#30 | TEXANSERP | SERVER SERVICES | SUN Microsystems | Sun Fire | V240 | SUN182 | FN61170026 |  | 192.168.210.219 | Aug 5 2014 3:45PM
San Jose | San Jose -> WTSR -> ROW-D-4 -> D-4-1 | D-4-1 | RU#26 | blanking panel |  | APC | NetShelter | AR8101BLK-4U | APC971 |  |  |  | Aug 5 2014 3:44PM
San Jose | San Jose -> WTSR -> ROW-D-4 -> D-4-1 | D-4-1 | RU#25 | HOST-SJC0-110 | SERVER SERVICES | Hewlett-Packard | ProLiant | DL360 G4p | HEPA365 | USM61003WR |  | 192.168.208.165 | Aug 5 2014 3:44PM
San Jose | San Jose -> WTSR -> ROW-D-4 -> D-4-1 | D-4-1 | RU#23 | blanking panel |  | APC | NetShelter | AR8101BLK-2U | APC970 |  |  |  | Aug 5 2014 3:44PM
San Jose | San Jose -> WTSR -> ROW-D-4 -> D-4-1 | D-4-1 | RU#21 | HOST-SJC0-123 |  | Hewlett-Packard | ProLiant | DL380 G3 | HP256 | 2UX60700N8 |  |  | Aug 5 2014 3:44PM
San Jose | San Jose -> WTSR -> ROW-D-4 -> D-4-1 | D-4-1 | RU#17 | blanking panel |  | APC | NetShelter | AR8101BLK-4U | APC971 |  |  |  | Aug 5 2014 3:44PM
San Jose | San Jose -> WTSR -> ROW-D-4 -> D-4-1 | D-4-1 | RU#15 | KITN SEARCH 2-OLD | LAB SERVICES | Google | GSA | GB-1001 (2U) | GOOG005 | 55QDCC1 | 6012365 | 153.32.17.14 | Aug 5 2014 3:44PM
San Jose | San Jose -> WTSR -> ROW-D-4 -> D-4-1 | D-4-1 | RU#13 | blanking panel |  | APC | NetShelter | AR8101BLK-2U | APC970 |  |  |  | Aug 5 2014 3:44PM
San Jose | San Jose -> WTSR -> ROW-D-4 -> D-4-2 | D-4-2 | RU#09 | blanking panel |  | APC | NetShelter | AR8101BLK-4U | APC971 |  |  |  | Aug 5 2014 3:45PM
San Jose | San Jose -> WTSR -> ROW-D-4 -> D-4-2 | D-4-2 | RU#01 | blanking panel |  | APC | NetShelter | AR8101BLK-8U | APC972 |  |  |  | Aug 5 2014 3:45PM
San Jose | San Jose -> WTSR -> ROW-D-4 -> D-4-2 | D-4-2 | RU#45 | blanking panel |  | APC | NetShelter | AR8101BLK-1U | APC969 |  |  |  | Aug 5 2014 3:46PM
San Jose | San Jose -> WTSR -> ROW-D-4 -> D-4-2 | D-4-2 | RU#44 | SJNTSD4-2 | NETWORK SERVICES | Cisco Systems | Catalyst 3500 XL | WS-C3524T-XL-EN | CSCO363 | FOC1102Y2DH |  | 192.168.208.61 | Aug 5 2014 3:46PM
San Jose | San Jose -> WTSR -> ROW-D-4 -> D-4-2 | D-4-2 | RU#43 | blanking panel |  | APC | NetShelter | AR8101BLK-1U | APC969 |  |  |  | Aug 5 2014 3:46PM
San Jose | San Jose -> WTSR -> ROW-D-4 -> D-4-2 | D-4-2 | RU#41 | blanking panel |  | APC | NetShelter | AR8101BLK-2U | APC970 |  |  |  | Aug 5 2014 3:46PM
San Jose | San Jose -> WTSR -> ROW-D-4 -> D-4-2 | D-4-2 | RU#33 | blanking panel |  | APC | NetShelter | AR8101BLK-8U | APC972 |  |  |  | Aug 5 2014 3:46PM
San Jose | San Jose -> WTSR -> ROW-D-4 -> D-4-2 | D-4-2 | RU#32 | MATRANSFER-2-OLD | SERVER SERVICES | Tumbleweed Communications | MailGate | MailGate 1U | TUBL001 | F20747542 |  | 192.168.208.198 | Aug 5 2014 3:46PM
San Jose | San Jose -> WTSR -> ROW-D-4 -> D-4-2 | D-4-2 | RU#31 | shelf |  | Generic Equipment Set | Shelf | 19 Inch 1U Shelf | GENR944 |  |  |  | Aug 5 2014 3:46PM
San Jose | San Jose -> WTSR -> ROW-D-4 -> D-4-2 | D-4-2 | RU#29 | cable manager |  | APC | NetShelter | AR8426A | APC994 |  |  |  | Aug 5 2014 3:46PM
San Jose | San Jose -> WTSR -> ROW-D-4 -> D-4-2 | D-4-2 | RU#25 | blanking panel |  | APC | NetShelter | AR8101BLK-4U | APC971 |  |  |  | Aug 5 2014 3:46PM
San Jose | San Jose -> WTSR -> ROW-D-4 -> D-4-2 | D-4-2 | RU#24 | MATRANSFER-1 | SERVER SERVICES | Tumbleweed Communications | MailGate | 4600 | TUBL014 | FY3VZK1 | 3099789 | 192.168.208.148 | Aug 5 2014 3:46PM
San Jose | San Jose -> WTSR -> ROW-D-4 -> D-4-2 | D-4-2 | RU#23 | MATRANSFER-2 | SERVER SERVICES | Tumbleweed Communications | MailGate | 4600 | TUBL014 | DY3VZK1 | 3099787 | 192.168.208.149 | Aug 5 2014 3:45PM
San Jose | San Jose -> WTSR -> ROW-D-4 -> D-4-2 | D-4-2 | RU#21 | blanking panel |  | APC | NetShelter | AR8101BLK-2U | APC970 |  |  |  | Aug 5 2014 3:45PM
San Jose | San Jose -> WTSR -> ROW-D-4 -> D-4-2 | D-4-2 | RU#19 | KITNSEARCH1 | LAB SERVICES | Google | GSA | GB-1001 (2U) | GOOG005 | 9TKQZ12 |  | 153.32.17.12 | Aug 5 2014 3:45PM
San Jose | San Jose -> WTSR -> ROW-D-4 -> D-4-2 | D-4-2 | RU#18 | shelf |  | Generic Equipment Set | Shelf | 19 Inch 1U Shelf | GENR944 |  |  |  | Aug 5 2014 3:45PM
San Jose | San Jose -> WTSR -> ROW-D-4 -> D-4-2 | D-4-2 | RU#17 | blanking panel |  | APC | NetShelter | AR8101BLK-1U | APC969 |  |  |  | Aug 5 2014 3:45PM
San Jose | San Jose -> WTSR -> ROW-D-4 -> D-4-2 | D-4-2 | RU#16 | DL360-ETSR-04 (this name is going to change…) | SERVER SERVICES | Hewlett-Packard | ProLiant | DL 360 G5 | HEPA599 | MXQ904A1P2 | 3098341 | 192.168.208.219 | Aug 5 2014 3:45PM
San Jose | San Jose -> WTSR -> ROW-D-4 -> D-4-2 | D-4-2 | RU#15 | blanking panel |  | APC | NetShelter | AR8101BLK-1U | APC969 |  |  |  | Aug 5 2014 3:45PM
San Jose | San Jose -> WTSR -> ROW-D-4 -> D-4-2 | D-4-2 | RU#13 | blanking panel |  | APC | NetShelter | AR8101BLK-2U | APC970 |  |  |  | Aug 5 2014 3:45PM
San Jose | San Jose -> WTSR -> ROW-D-4 -> D-4-3 | D-4-3 | RU#09 | blanking panel |  | APC | NetShelter | AR8101BLK-8U | APC972 |  |  |  | Aug 5 2014 3:46PM
San Jose | San Jose -> WTSR -> ROW-D-4 -> D-4-3 | D-4-3 | RU#01 | blanking panel |  | APC | NetShelter | AR8101BLK-8U | APC972 |  |  |  | Aug 5 2014 3:46PM
San Jose | San Jose -> WTSR -> ROW-D-4 -> D-4-3 | D-4-3 | RU#44 | blanking panel |  | APC | NetShelter | AR8101BLK-2U | APC970 |  |  |  | Aug 5 2014 3:47PM
San Jose | San Jose -> WTSR -> ROW-D-4 -> D-4-3 | D-4-3 | RU#43 | SJNTSD4-3 | NETWORK SERVICES | Cisco Systems | Catalyst 3500 XL | WS-C3524T-XL-EN | CSCO363 | FOC1044Z709 |  | 192.168.208.62 | Aug 5 2014 3:47PM
San Jose | San Jose -> WTSR -> ROW-D-4 -> D-4-3 | D-4-3 | RU#42 | blanking panel |  | APC | NetShelter | AR8101BLK-1U | APC969 |  |  |  | Aug 5 2014 3:47PM
San Jose | San Jose -> WTSR -> ROW-D-4 -> D-4-3 | D-4-3 | RU#41 | HOST-SJC0-105 | SERVER SERVICES | Hewlett-Packard | ProLiant | DL360 G4p | HEPA365 | USM3390236 |  | 192.168.208.160 | Aug 5 2014 3:47PM
San Jose | San Jose -> WTSR -> ROW-D-4 -> D-4-3 | D-4-3 | RU#40 | HOST-SJC0-106 | SERVER SERVICES | Hewlett-Packard | ProLiant | DL360 G4p | HEPA365 | USM3390231 |  | 192.168.208.92 | Aug 5 2014 3:47PM
San Jose | San Jose -> WTSR -> ROW-D-4 -> D-4-3 | D-4-3 | RU#39 | HOST-SJC0-107 | SERVER SERVICES | Hewlett-Packard | ProLiant | DL360 G4p | HEPA365 | USM539022E |  | 192.168.208.92 | Aug 5 2014 3:47PM
San Jose | San Jose -> WTSR -> ROW-D-4 -> D-4-3 | D-4-3 | RU#35 | blanking panel |  | APC | NetShelter | AR8101BLK-4U | APC971 |  |  |  | Aug 22 2014 11:38AM
San Jose | San Jose -> WTSR -> ROW-D-4 -> D-4-3 | D-4-3 | RU#34 | MACT-ISA1 | MESSAGING SERVICES | Hewlett-Packard | ProLiant | DL360 G4 | HEPA155 | USM44810GD |  | 192.168.208.236 | Aug 5 2014 3:47PM
San Jose | San Jose -> WTSR -> ROW-D-4 -> D-4-3 | D-4-3 | RU#32 | blanking panel |  | APC | NetShelter | AR8101BLK-2U | APC970 |  |  |  | Aug 5 2014 3:47PM
San Jose | San Jose -> WTSR -> ROW-D-4 -> D-4-3 | D-4-3 | RU#30 | blanking panel |  | APC | NetShelter | AR8101BLK-2U | APC970 |  |  |  | Aug 5 2014 3:46PM
San Jose | San Jose -> WTSR -> ROW-D-4 -> D-4-3 | D-4-3 | RU#29 | MACT-ISA2 | MESSAGING SERVICES | Hewlett-Packard | ProLiant | DL360 G4 | HEPA155 | USM501005B |  | 192.168.208.237 | Aug 5 2014 3:46PM
San Jose | San Jose -> WTSR -> ROW-D-4 -> D-4-3 | D-4-3 | RU#25 | blanking panel |  | APC | NetShelter | AR8101BLK-4U | APC971 |  |  |  | Aug 5 2014 3:46PM
San Jose | San Jose -> WTSR -> ROW-D-4 -> D-4-3 | D-4-3 | RU#23 | blanking panel |  | APC | NetShelter | AR8101BLK-2U | APC970 |  |  |  | Aug 21 2014 7:30PM
San Jose | San Jose -> WTSR -> ROW-D-4 -> D-4-3 | D-4-3 | RU#22 | blanking panel |  | APC | NetShelter | AR8101BLK-1U | APC969 |  |  |  | Aug 5 2014 3:46PM
San Jose | San Jose -> WTSR -> ROW-D-4 -> D-4-3 | D-4-3 | RU#20 | blanking panel |  | APC | NetShelter | AR8101BLK-2U | APC970 |  |  |  | Aug 5 2014 3:46PM
San Jose | San Jose -> WTSR -> ROW-D-4 -> D-4-3 | D-4-3 | RU#19 | blanking panel |  | APC | NetShelter | AR8101BLK-1U | APC969 |  |  |  | Aug 5 2014 3:46PM
San Jose | San Jose -> WTSR -> ROW-D-4 -> D-4-3 | D-4-3 | RU#17 | blanking panel |  | APC | NetShelter | AR8101BLK-2U | APC970 |  |  |  | Aug 5 2014 3:46PM
San Jose | San Jose -> WTSR -> ROW-D-4 -> D-4-4 | D-4-4 | RU#06 | blanking panel |  | APC | NetShelter | AR8101BLK-8U | APC972 |  |  |  | Aug 21 2014 7:39PM
San Jose | San Jose -> WTSR -> ROW-D-4 -> D-4-4 | D-4-4 | RU#04 | blanking panel |  | APC | NetShelter | AR8101BLK-2U | APC970 |  |  |  | Aug 22 2014 11:43AM
San Jose | San Jose -> WTSR -> ROW-D-4 -> D-4-4 | D-4-4 | RU#03 | blanking panel |  | APC | NetShelter | AR8101BLK-1U | APC969 |  |  |  | Aug 21 2014 7:39PM
San Jose | San Jose -> WTSR -> ROW-D-4 -> D-4-4 | D-4-4 | RU#02 | shelf |  | Generic Equipment Set | Shelf | 19 Inch 1U Shelf | GENR944 |  |  |  | Aug 5 2014 3:47PM
San Jose | San Jose -> WTSR -> ROW-D-4 -> D-4-4 | D-4-4 | RU#01 | blanking panel |  | APC | NetShelter | AR8101BLK-1U | APC969 |  |  |  | Aug 21 2014 7:39PM
San Jose | San Jose -> WTSR -> ROW-D-4 -> D-4-4 | D-4-4 | RU#44 | blanking panel |  | APC | NetShelter | AR8101BLK-2U | APC970 |  |  |  | Aug 21 2014 7:39PM
San Jose | San Jose -> WTSR -> ROW-D-4 -> D-4-4 | D-4-4 | RU#43 | SJNTSD4-4 | NETWORK SERVICES | Cisco Systems | Catalyst 3500 XL | WS-C3524T-XL-EN | CSCO363 | FOC1104Y4PG | 3091539 | 192.168.208.63 | Aug 5 2014 3:48PM
San Jose | San Jose -> WTSR -> ROW-D-4 -> D-4-4 | D-4-4 | RU#39 | blanking panel |  | APC | NetShelter | AR8101BLK-4U | APC971 |  |  |  | Aug 21 2014 7:39PM
San Jose | San Jose -> WTSR -> ROW-D-4 -> D-4-4 | D-4-4 | RU#38 | BIGIP-SJC0-1 | SERVER SERVICES | F5 Networks | BIG-IP | BIG-IP 1500 | F5LA018 | bip250840s |  | 153.32.16.250 | Aug 5 2014 3:48PM
San Jose | San Jose -> WTSR -> ROW-D-4 -> D-4-4 | D-4-4 | RU#37 | BIGIP-SJC0-2 | SERVER SERVICES | F5 Networks | BIG-IP | BIG-IP 1500 | F5LA018 | bip250845s |  | 153.32.16.251 | Aug 5 2014 3:48PM
San Jose | San Jose -> WTSR -> ROW-D-4 -> D-4-4 | D-4-4 | RU#36 | shelf |  | Generic Equipment Set | Shelf | 19 Inch 1U Shelf | GENR944 |  |  |  | Aug 5 2014 3:48PM
San Jose | San Jose -> WTSR -> ROW-D-4 -> D-4-4 | D-4-4 | RU#33 | blanking panel |  | APC | NetShelter | AR8101BLK-3U | APCC280 |  |  |  | Aug 21 2014 7:39PM
San Jose | San Jose -> WTSR -> ROW-D-4 -> D-4-4 | D-4-4 | RU#29 | blanking panel |  | APC | NetShelter | AR8101BLK-4U | APC971 |  |  |  | Aug 21 2014 7:39PM
San Jose | San Jose -> WTSR -> ROW-D-4 -> D-4-4 | D-4-4 | RU#21 | blanking panel |  | APC | NetShelter | AR8101BLK-8U | APC972 |  |  |  | Aug 21 2014 7:39PM
San Jose | San Jose -> WTSR -> ROW-D-4 -> D-4-4 | D-4-4 | RU#17 | WTGQA1 | SERVER SERVICES | SUN Microsystems | Sun Fire | V440 | SUN199 | 0541AD8108 |  | 153.32.16.93 | Aug 5 2014 3:48PM
San Jose | San Jose -> WTSR -> ROW-D-4 -> D-4-4 | D-4-4 | RU#14 | blanking panel |  | APC | NetShelter | AR8101BLK-3U | APCC280 |  |  |  | Aug 21 2014 7:39PM
San Jose | San Jose -> WTSR -> ROW-D-4 -> D-4-5 | D-4-5 | RU#08 | blanking panel |  | APC | NetShelter | AR8101BLK-8U | APC972 |  |  |  | Aug 21 2014 7:46PM
San Jose | San Jose -> WTSR -> ROW-D-4 -> D-4-5 | D-4-5 | RU#06 | WTGDEV3 (OFF 12/5/2013) | SERVER SERVICES | SUN Microsystems | Sun Fire | V240 | SUN182 | FN34320064 |  | 153.32.15.36 | Aug 5 2014 3:48PM
San Jose | San Jose -> WTSR -> ROW-D-4 -> D-4-5 | D-4-5 | RU#05 | shelf |  | Generic Equipment Set | Shelf | 19 Inch 1U Shelf | GENR944 |  |  |  | Aug 5 2014 3:48PM
San Jose | San Jose -> WTSR -> ROW-D-4 -> D-4-5 | D-4-5 | RU#03 | blanking panel |  | APC | NetShelter | AR8101BLK-2U | APC970 |  |  |  | Feb 3 2016 4:14PM
San Jose | San Jose -> WTSR -> ROW-D-4 -> D-4-5 | D-4-5 | RU#02 | shelf |  | Generic Equipment Set | Shelf | 19 Inch 1U Shelf | GENR944 |  |  |  | Aug 5 2014 3:48PM
San Jose | San Jose -> WTSR -> ROW-D-4 -> D-4-5 | D-4-5 | RU#01 | blanking panel |  | APC | NetShelter | AR8101BLK-1U | APC969 |  |  |  | Aug 21 2014 7:46PM
San Jose | San Jose -> WTSR -> ROW-D-4 -> D-4-5 | D-4-5 | RU#45 | blanking panel |  | APC | NetShelter | AR8101BLK-1U | APC969 |  |  |  | Aug 21 2014 7:46PM
San Jose | San Jose -> WTSR -> ROW-D-4 -> D-4-5 | D-4-5 | RU#44 | SJNTSD4-5 | NETWORK SERVICES | Cisco Systems | Catalyst 3500 XL | WS-C3524T-XL-EN | CSCO363 | FOC1122Y0K2 | 3091539 | 192.168.208.63 | Aug 5 2014 3:49PM
San Jose | San Jose -> WTSR -> ROW-D-4 -> D-4-5 | D-4-5 | RU#43 | blanking panel |  | APC | NetShelter | AR8101BLK-1U | APC969 |  |  |  | Aug 21 2014 7:46PM
San Jose | San Jose -> WTSR -> ROW-D-4 -> D-4-5 | D-4-5 | RU#41 | T2000-SJC0-2 | SERVER SERVICES | SUN Microsystems | Sun Fire | T2000 | SUN160 | 0720NNN1BD |  | 192.168.210.46 | Aug 5 2014 3:49PM
San Jose | San Jose -> WTSR -> ROW-D-4 -> D-4-5 | D-4-5 | RU#39 | DL380-SJC0-4 | SERVER SERVICES | Hewlett-Packard | ProLiant | DL380 G4 | HEPA156 | 2UX61900EL | N/A | 192.168.208.145, 153.32.15.60 | Aug 5 2014 3:49PM
San Jose | San Jose -> WTSR -> ROW-D-4 -> D-4-5 | D-4-5 | RU#38 | SJC-AWSBGPFW1 |  | Juniper Networks | SSG Series | SSG320M-AC | JUNP403 | JN117D181ADD |  | 153.32.5.7 | Aug 5 2014 3:49PM
San Jose | San Jose -> WTSR -> ROW-D-4 -> D-4-5 | D-4-5 | RU#37 | SJC-AWSBGPFW2 |  | Juniper Networks | SSG Series | SSG320M-AC | JUNP403 | JN112BB31ADD |  | 153.32.5.8 | Aug 5 2014 3:49PM
San Jose | San Jose -> WTSR -> ROW-D-4 -> D-4-5 | D-4-5 | RU#35 | MACT-ISA3 |  | Hewlett-Packard | ProLiant | DL380 G3 | HP256 | EA70LDN429 | 1000-81491 | ILO 153.32.16.85, | Aug 5 2014 3:49PM
San Jose | San Jose -> WTSR -> ROW-D-4 -> D-4-5 | D-4-5 | RU#33 | blanking panel |  | APC | NetShelter | AR8101BLK-2U | APC970 |  |  |  | May 9 2016 5:29PM
San Jose | San Jose -> WTSR -> ROW-D-4 -> D-4-5 | D-4-5 | RU#32 | SJCDSWHM01-NEW |  | Infoblox | DNS | Trinzic 1420 | IFBX025 | 1401201412100170 |  |  | Mar 13 2015 7:20PM
San Jose | San Jose -> WTSR -> ROW-D-4 -> D-4-5 | D-4-5 | RU#31 | SJCDSWHM02-NEW |  | Infoblox | DNS | Trinzic 1420 | IFBX025 | 1401201412100170 |  |  | Mar 13 2015 7:20PM
San Jose | San Jose -> WTSR -> ROW-D-4 -> D-4-5 | D-4-5 | RU#28 | blanking panel |  | APC | NetShelter | AR8101BLK-3U | APCC280 |  |  |  | Feb 3 2016 4:14PM
San Jose | San Jose -> WTSR -> ROW-D-4 -> D-4-5 | D-4-5 | RU#26 | TRAINCERT01 | LAB SERVICES | Hewlett-Packard | ProLiant | DL380 G5 | HEPA633 | 2UX7430349 |  | 10.0.4.38 | Aug 5 2014 3:48PM
San Jose | San Jose -> WTSR -> ROW-D-4 -> D-4-5 | D-4-5 | RU#24 | blanking panel |  | APC | NetShelter | AR8101BLK-2U | APC970 |  |  |  | Aug 21 2014 7:46PM
San Jose | San Jose -> WTSR -> ROW-D-4 -> D-4-5 | D-4-5 | RU#16 | blanking panel |  | APC | NetShelter | AR8101BLK-8U | APC972 |  |  |  | Aug 21 2014 7:46PM
San Jose | San Jose -> WTSR -> ROW-D-4 -> D-4-6 | D-4-6 | RU#08 | blanking panel |  | APC | NetShelter | AR8101BLK-2U | APC970 |  |  |  | Aug 5 2014 3:50PM
San Jose | San Jose -> WTSR -> ROW-D-4 -> D-4-6 | D-4-6 | RU#06 | blanking panel |  | APC | NetShelter | AR8101BLK-2U | APC970 |  |  |  | Aug 5 2014 3:50PM
San Jose | San Jose -> WTSR -> ROW-D-4 -> D-4-6 | D-4-6 | RU#04 | blanking panel |  | APC | NetShelter | AR8101BLK-2U | APC970 |  |  |  | Aug 5 2014 3:49PM
San Jose | San Jose -> WTSR -> ROW-D-4 -> D-4-6 | D-4-6 | RU#02 | blanking panel |  | APC | NetShelter | AR8101BLK-2U | APC970 |  |  |  | Aug 5 2014 3:49PM
San Jose | San Jose -> WTSR -> ROW-D-4 -> D-4-6 | D-4-6 | RU#01 | blanking panel |  | APC | NetShelter | AR8101BLK-1U | APC969 |  |  |  | Aug 5 2014 3:49PM
San Jose | San Jose -> WTSR -> ROW-D-4 -> D-4-6 | D-4-6 | RU#44 | blanking panel |  | APC | NetShelter | AR8101BLK-2U | APC970 |  |  |  | Aug 5 2014 3:51PM
San Jose | San Jose -> WTSR -> ROW-D-4 -> D-4-6 | D-4-6 | RU#43 | blanking panel |  | APC | NetShelter | AR8101BLK-1U | APC969 |  |  |  | Aug 5 2014 3:51PM
San Jose | San Jose -> WTSR -> ROW-D-4 -> D-4-6 | D-4-6 | RU#42 | blanking panel |  | APC | NetShelter | AR8101BLK-1U | APC969 |  |  |  | Aug 5 2014 3:51PM
San Jose | San Jose -> WTSR -> ROW-D-4 -> D-4-6 | D-4-6 | RU#38 | SMS-SJC-PRI | MESSAGING SERVICES | Compaq | ProLiant | DL580 G3 | CMPQ545 | USE541N3A0 |  | 153.32.15.192 | Aug 5 2014 3:51PM
San Jose | San Jose -> WTSR -> ROW-D-4 -> D-4-6 | D-4-6 | RU#34 | SMS-SJC-CEN | MESSAGING SERVICES | Compaq | ProLiant | DL580 G3 | CMPQ545 | USE541N3A0 |  | 153.32.15.191 | Aug 5 2014 3:51PM
San Jose | San Jose -> WTSR -> ROW-D-4 -> D-4-6 | D-4-6 | RU#33 | blanking panel |  | APC | NetShelter | AR8101BLK-1U | APC969 |  |  |  | Aug 5 2014 3:51PM
San Jose | San Jose -> WTSR -> ROW-D-4 -> D-4-6 | D-4-6 | RU#31 | T2000-SJC0-1 | SERVER SERVICES | SUN Microsystems | Sun Fire | T2000 | SUN160 | 0546NNN149 |  | 192.168.210.40 | Aug 5 2014 3:51PM
San Jose | San Jose -> WTSR -> ROW-D-4 -> D-4-6 | D-4-6 | RU#30 | RMSDEMO00 | LAB SERVICES | SUN Microsystems | Sun Fire | X4170 | SUNM225 | 1011XF5028 | 3104136 | NIC1 192.150.12.127,LOM = 153.32.17.108, | Aug 5 2014 3:51PM
San Jose | San Jose -> WTSR -> ROW-D-4 -> D-4-6 | D-4-6 | RU#26 | blanking panel |  | APC | NetShelter | AR8101BLK-4U | APC971 |  |  |  | May 9 2016 5:29PM
San Jose | San Jose -> WTSR -> ROW-D-4 -> D-4-6 | D-4-6 | RU#25 | SATELLITE | SERVER SERVICES | Hewlett-Packard | ProLiant | DL 360 G5 | HEPA599 | USM6400388 |  | 192.168.208.179 | Aug 5 2014 3:50PM
San Jose | San Jose -> WTSR -> ROW-D-4 -> D-4-6 | D-4-6 | RU#24 | blanking panel |  | APC | NetShelter | AR8101BLK-1U | APC969 |  |  |  | Aug 5 2014 3:50PM
San Jose | San Jose -> WTSR -> ROW-D-4 -> D-4-6 | D-4-6 | RU#22 | SJCDSIBX01-NEW |  | Infoblox | DNS | Trinzic 2220 | IFBX029 | 2210201411100030 |  |  | Mar 13 2015 7:20PM
San Jose | San Jose -> WTSR -> ROW-D-4 -> D-4-6 | D-4-6 | RU#20 | SJCDSIBX02-NEW |  | Infoblox | DNS | Trinzic 2220 | IFBX029 | 2210201411100020 |  |  | Mar 13 2015 7:20PM
San Jose | San Jose -> WTSR -> ROW-D-4 -> D-4-6 | D-4-6 | RU#18 | blanking panel |  | APC | NetShelter | AR8101BLK-2U | APC970 |  |  |  | Aug 5 2014 3:50PM
San Jose | San Jose -> WTSR -> ROW-D-4 -> D-4-6 | D-4-6 | RU#16 | blanking panel |  | APC | NetShelter | AR8101BLK-2U | APC970 |  |  |  | Aug 5 2014 3:50PM
San Jose | San Jose -> WTSR -> ROW-D-4 -> D-4-6 | D-4-6 | RU#14 | blanking panel |  | APC | NetShelter | AR8101BLK-2U | APC970 |  |  |  | Aug 5 2014 3:50PM
San Jose | San Jose -> WTSR -> ROW-D-4 -> D-4-6 | D-4-6 | RU#12 | blanking panel |  | APC | NetShelter | AR8101BLK-2U | APC970 |  |  |  | Aug 5 2014 3:50PM
San Jose | San Jose -> WTSR -> ROW-D-4 -> D-4-6 | D-4-6 | RU#10 | blanking panel |  | APC | NetShelter | AR8101BLK-2U | APC970 |  |  |  | Aug 5 2014 3:50PM
San Jose | Site Configured Devices -> tester | tester | RU#01 | SJA06EDR-DRA |  | Cisco Systems | Catalyst 6500 | WS-C6509 | CSCA203 | SMG1412N025 |  |  | Nov 13 2015 12:09PM
San Jose | Site Configured Devices -> tester | tester | InOutPlug#2 | ATSRA9PDUB |  | Raritan Computer | Dominion PX | PX-5522 | RCI293 | OB62150050 |  |  | Nov 13 2015 12:09PM
San Jose | Site Configured Devices -> tester | tester | InOutPlug#1 | ATSRA9PDUA |  | Raritan Computer | Dominion PX | PX-5522 | RCI293 | OB62150047 |  |  | Nov 13 2015 12:09PM
San Jose | Site Configured Devices -> tester | tester | RU#46 | blanking panel |  | APC | NetShelter | AR8101BLK-8U | APC972 |  |  |  | Nov 13 2015 12:09PM
San Jose | Site Configured Devices -> tester | tester | RU#45 | blanking panel |  | APC | NetShelter | AR8101BLK-1U | APC969 |  |  |  | Nov 13 2015 12:09PM
San Jose | Site Configured Devices -> tester | tester | RU#41 | blanking panel |  | APC | NetShelter | AR8101BLK-4U | APC971 |  |  |  | Nov 13 2015 12:09PM
San Jose | Site Configured Devices -> tester | tester | RU#33 | blanking panel |  | APC | NetShelter | AR8101BLK-8U | APC972 |  |  |  | Nov 13 2015 12:09PM
San Jose | Site Configured Devices -> tester | tester | RU#25 | blanking panel |  | APC | NetShelter | AR8101BLK-8U | APC972 |  |  |  | Nov 13 2015 12:09PM
San Jose | Site Configured Devices -> tester | tester | RU#22 | blanking panel |  | APC | NetShelter | AR8101BLK-3U | APCC280 |  |  |  | Nov 13 2015 12:09PM
San Jose | Site Configured Devices -> tester | tester | RU#18 | blanking panel |  | APC | NetShelter | AR8101BLK-4U | APC971 |  |  |  | Nov 13 2015 12:09PM
San Jose | Site Configured Devices -> tester | tester | RU#16 | cable manager |  | Leviton Voice and Data | Interbay | 49253-BCM | LEVI067 |  |  |  | Nov 13 2015 12:09PM
San Jose | Site Staging Area -> Isaac Test Rack -> All Mac | All Mac | RU#08 | 19 Inch 1U Shelf |  | Generic Equipment Set | Shelf | 19 Inch 1U Shelf | GENR944 |  |  |  | Apr 27 2016 11:41AM
San Jose | Site Staging Area -> Isaac Test Rack -> All Mac | All Mac | RU#01 | 19 Inch 1U Shelf |  | Generic Equipment Set | Shelf | 19 Inch 1U Shelf | GENR944 |  |  |  | Apr 27 2016 11:37AM
San Jose | Site Staging Area -> Isaac Test Rack -> All Mac | All Mac | RU#38 | 19 Inch 1U Shelf |  | Generic Equipment Set | Shelf | 19 Inch 1U Shelf | GENR944 |  |  |  | Apr 27 2016 11:42AM
San Jose | Site Staging Area -> Isaac Test Rack -> All Mac | All Mac | RU#30 | 19 Inch 1U Shelf |  | Generic Equipment Set | Shelf | 19 Inch 1U Shelf | GENR944 |  |  |  | Apr 27 2016 11:42AM
San Jose | Site Staging Area -> Isaac Test Rack -> All Mac | All Mac | RU#22 | 19 Inch 1U Shelf |  | Generic Equipment Set | Shelf | 19 Inch 1U Shelf | GENR944 |  |  |  | Apr 27 2016 11:41AM
San Jose | Site Staging Area -> Isaac Test Rack -> All Mac | All Mac | RU#15 | 19 Inch 1U Shelf |  | Generic Equipment Set | Shelf | 19 Inch 1U Shelf | GENR944 |  |  |  | Apr 27 2016 11:41AM
San Jose | Site Staging Area -> Isaac Test Rack -> All Mac -> 19 Inch 1U Shelf | 19 Inch 1U Shelf | InOutPlug#7 | Mac Pro (Quad-Core) |  | Apple Computer | Mac | Mac Pro (Quad-Core) | APPL204 |  |  |  | Apr 27 2016 11:39AM
San Jose | Site Staging Area -> Isaac Test Rack -> All Mac -> 19 Inch 1U Shelf | 19 Inch 1U Shelf | InOutPlug#7 | Mac Pro (Quad-Core) |  | Apple Computer | Mac | Mac Pro (Quad-Core) | APPL204 |  |  |  | Apr 27 2016 11:41AM
San Jose | Site Staging Area -> Isaac Test Rack -> All Mac -> 19 Inch 1U Shelf | 19 Inch 1U Shelf | InOutPlug#7 | Mac Pro (Quad-Core) |  | Apple Computer | Mac | Mac Pro (Quad-Core) | APPL204 |  |  |  | Apr 27 2016 11:42AM
San Jose | Site Staging Area -> Isaac Test Rack -> All Mac -> 19 Inch 1U Shelf | 19 Inch 1U Shelf | InOutPlug#7 | Mac Pro (Quad-Core) |  | Apple Computer | Mac | Mac Pro (Quad-Core) | APPL204 |  |  |  | Apr 27 2016 11:41AM
San Jose | Site Staging Area -> Isaac Test Rack -> All Mac -> 19 Inch 1U Shelf | 19 Inch 1U Shelf | InOutPlug#7 | Mac Pro (Quad-Core) |  | Apple Computer | Mac | Mac Pro (Quad-Core) | APPL204 |  |  |  | Apr 27 2016 11:41AM
San Jose | Site Staging Area -> Isaac Test Rack -> All Mac -> 19 Inch 1U Shelf | 19 Inch 1U Shelf | InOutPlug#7 | Mac Pro (Quad-Core) |  | Apple Computer | Mac | Mac Pro (Quad-Core) | APPL204 |  |  |  | Apr 27 2016 11:42AM
San Jose | Site Staging Area -> Isaac Test Rack -> All Mac -> 19 Inch 1U Shelf | 19 Inch 1U Shelf | InOutPlug#6 | Mac Pro (Quad-Core) |  | Apple Computer | Mac | Mac Pro (Quad-Core) | APPL204 |  |  |  | Apr 27 2016 11:41AM
San Jose | Site Staging Area -> Isaac Test Rack -> All Mac -> 19 Inch 1U Shelf | 19 Inch 1U Shelf | InOutPlug#6 | Mac Pro (Quad-Core) |  | Apple Computer | Mac | Mac Pro (Quad-Core) | APPL204 |  |  |  | Apr 27 2016 11:41AM
San Jose | Site Staging Area -> Isaac Test Rack -> All Mac -> 19 Inch 1U Shelf | 19 Inch 1U Shelf | InOutPlug#6 | Mac Pro (Quad-Core) |  | Apple Computer | Mac | Mac Pro (Quad-Core) | APPL204 |  |  |  | Apr 27 2016 11:42AM
San Jose | Site Staging Area -> Isaac Test Rack -> All Mac -> 19 Inch 1U Shelf | 19 Inch 1U Shelf | InOutPlug#6 | Mac Pro (Quad-Core) |  | Apple Computer | Mac | Mac Pro (Quad-Core) | APPL204 |  |  |  | Apr 27 2016 11:42AM
San Jose | Site Staging Area -> Isaac Test Rack -> All Mac -> 19 Inch 1U Shelf | 19 Inch 1U Shelf | InOutPlug#6 | Mac Pro (Quad-Core) |  | Apple Computer | Mac | Mac Pro (Quad-Core) | APPL204 |  |  |  | Apr 27 2016 11:41AM
San Jose | Site Staging Area -> Isaac Test Rack -> All Mac -> 19 Inch 1U Shelf | 19 Inch 1U Shelf | InOutPlug#6 | Mac Pro (Quad-Core) |  | Apple Computer | Mac | Mac Pro (Quad-Core) | APPL204 |  |  |  | Apr 27 2016 11:38AM
San Jose | Site Staging Area -> Isaac Test Rack -> All Mac -> 19 Inch 1U Shelf | 19 Inch 1U Shelf | InOutPlug#5 | Mac Pro (Quad-Core) |  | Apple Computer | Mac | Mac Pro (Quad-Core) | APPL204 |  |  |  | Apr 27 2016 11:38AM
San Jose | Site Staging Area -> Isaac Test Rack -> All Mac -> 19 Inch 1U Shelf | 19 Inch 1U Shelf | InOutPlug#5 | Mac Pro (Quad-Core) |  | Apple Computer | Mac | Mac Pro (Quad-Core) | APPL204 |  |  |  | Apr 27 2016 11:41AM
San Jose | Site Staging Area -> Isaac Test Rack -> All Mac -> 19 Inch 1U Shelf | 19 Inch 1U Shelf | InOutPlug#5 | Mac Pro (Quad-Core) |  | Apple Computer | Mac | Mac Pro (Quad-Core) | APPL204 |  |  |  | Apr 27 2016 11:41AM
San Jose | Site Staging Area -> Isaac Test Rack -> All Mac -> 19 Inch 1U Shelf | 19 Inch 1U Shelf | InOutPlug#5 | Mac Pro (Quad-Core) |  | Apple Computer | Mac | Mac Pro (Quad-Core) | APPL204 |  |  |  | Apr 27 2016 11:42AM
San Jose | Site Staging Area -> Isaac Test Rack -> All Mac -> 19 Inch 1U Shelf | 19 Inch 1U Shelf | InOutPlug#5 | Mac Pro (Quad-Core) |  | Apple Computer | Mac | Mac Pro (Quad-Core) | APPL204 |  |  |  | Apr 27 2016 11:41AM
San Jose | Site Staging Area -> Isaac Test Rack -> All Mac -> 19 Inch 1U Shelf | 19 Inch 1U Shelf | InOutPlug#5 | Mac Pro (Quad-Core) |  | Apple Computer | Mac | Mac Pro (Quad-Core) | APPL204 |  |  |  | Apr 27 2016 11:42AM
San Jose | Site Staging Area -> Isaac Test Rack -> All Mac -> 19 Inch 1U Shelf | 19 Inch 1U Shelf | InOutPlug#4 | Mac Pro (Quad-Core) |  | Apple Computer | Mac | Mac Pro (Quad-Core) | APPL204 |  |  |  | Apr 27 2016 11:42AM
San Jose | Site Staging Area -> Isaac Test Rack -> All Mac -> 19 Inch 1U Shelf | 19 Inch 1U Shelf | InOutPlug#4 | Mac Pro (Quad-Core) |  | Apple Computer | Mac | Mac Pro (Quad-Core) | APPL204 |  |  |  | Apr 27 2016 11:41AM
San Jose | Site Staging Area -> Isaac Test Rack -> All Mac -> 19 Inch 1U Shelf | 19 Inch 1U Shelf | InOutPlug#4 | Mac Pro (Quad-Core) |  | Apple Computer | Mac | Mac Pro (Quad-Core) | APPL204 |  |  |  | Apr 27 2016 11:42AM
San Jose | Site Staging Area -> Isaac Test Rack -> All Mac -> 19 Inch 1U Shelf | 19 Inch 1U Shelf | InOutPlug#4 | Mac Pro (Quad-Core) |  | Apple Computer | Mac | Mac Pro (Quad-Core) | APPL204 |  |  |  | Apr 27 2016 11:41AM
San Jose | Site Staging Area -> Isaac Test Rack -> All Mac -> 19 Inch 1U Shelf | 19 Inch 1U Shelf | InOutPlug#4 | Mac Pro (Quad-Core) |  | Apple Computer | Mac | Mac Pro (Quad-Core) | APPL204 |  |  |  | Apr 27 2016 11:38AM
San Jose | Site Staging Area -> Isaac Test Rack -> All Mac -> 19 Inch 1U Shelf | 19 Inch 1U Shelf | InOutPlug#4 | Mac Pro (Quad-Core) |  | Apple Computer | Mac | Mac Pro (Quad-Core) | APPL204 |  |  |  | Apr 27 2016 11:41AM
San Jose | Site Staging Area -> Isaac Test Rack -> All Mac -> 19 Inch 1U Shelf | 19 Inch 1U Shelf | InOutPlug#3 | Mac Pro (Quad-Core) |  | Apple Computer | Mac | Mac Pro (Quad-Core) | APPL204 |  |  |  | Apr 27 2016 11:38AM
San Jose | Site Staging Area -> Isaac Test Rack -> All Mac -> 19 Inch 1U Shelf | 19 Inch 1U Shelf | InOutPlug#3 | Mac Pro (Quad-Core) |  | Apple Computer | Mac | Mac Pro (Quad-Core) | APPL204 |  |  |  | Apr 27 2016 11:41AM
San Jose | Site Staging Area -> Isaac Test Rack -> All Mac -> 19 Inch 1U Shelf | 19 Inch 1U Shelf | InOutPlug#3 | Mac Pro (Quad-Core) |  | Apple Computer | Mac | Mac Pro (Quad-Core) | APPL204 |  |  |  | Apr 27 2016 11:41AM
San Jose | Site Staging Area -> Isaac Test Rack -> All Mac -> 19 Inch 1U Shelf | 19 Inch 1U Shelf | InOutPlug#3 | Mac Pro (Quad-Core) |  | Apple Computer | Mac | Mac Pro (Quad-Core) | APPL204 |  |  |  | Apr 27 2016 11:42AM
San Jose | Site Staging Area -> Isaac Test Rack -> All Mac -> 19 Inch 1U Shelf | 19 Inch 1U Shelf | InOutPlug#3 | Mac Pro (Quad-Core) |  | Apple Computer | Mac | Mac Pro (Quad-Core) | APPL204 |  |  |  | Apr 27 2016 11:41AM
San Jose | Site Staging Area -> Isaac Test Rack -> All Mac -> 19 Inch 1U Shelf | 19 Inch 1U Shelf | InOutPlug#3 | Mac Pro (Quad-Core) |  | Apple Computer | Mac | Mac Pro (Quad-Core) | APPL204 |  |  |  | Apr 27 2016 11:42AM
San Jose | Site Staging Area -> Isaac Test Rack -> All Mac -> 19 Inch 1U Shelf | 19 Inch 1U Shelf | InOutPlug#2 | Mac Pro (Quad-Core) |  | Apple Computer | Mac | Mac Pro (Quad-Core) | APPL204 |  |  |  | Apr 27 2016 11:42AM
San Jose | Site Staging Area -> Isaac Test Rack -> All Mac -> 19 Inch 1U Shelf | 19 Inch 1U Shelf | InOutPlug#2 | Mac Pro (Quad-Core) |  | Apple Computer | Mac | Mac Pro (Quad-Core) | APPL204 |  |  |  | Apr 27 2016 11:41AM
San Jose | Site Staging Area -> Isaac Test Rack -> All Mac -> 19 Inch 1U Shelf | 19 Inch 1U Shelf | InOutPlug#2 | Mac Pro (Quad-Core) |  | Apple Computer | Mac | Mac Pro (Quad-Core) | APPL204 |  |  |  | Apr 27 2016 11:42AM
San Jose | Site Staging Area -> Isaac Test Rack -> All Mac -> 19 Inch 1U Shelf | 19 Inch 1U Shelf | InOutPlug#2 | Mac Pro (Quad-Core) |  | Apple Computer | Mac | Mac Pro (Quad-Core) | APPL204 |  |  |  | Apr 27 2016 11:41AM
San Jose | Site Staging Area -> Isaac Test Rack -> All Mac -> 19 Inch 1U Shelf | 19 Inch 1U Shelf | InOutPlug#2 | Mac Pro (Quad-Core) |  | Apple Computer | Mac | Mac Pro (Quad-Core) | APPL204 |  |  |  | Apr 27 2016 11:41AM
San Jose | Site Staging Area -> Isaac Test Rack -> All Mac -> 19 Inch 1U Shelf | 19 Inch 1U Shelf | InOutPlug#2 | Mac Pro (Quad-Core) |  | Apple Computer | Mac | Mac Pro (Quad-Core) | APPL204 |  |  |  | Apr 27 2016 11:37AM
San Jose | Site Staging Area -> Isaac Test Rack -> All Mac -> 19 Inch 1U Shelf | 19 Inch 1U Shelf | InOutPlug#1 | Mac Pro (Quad-Core) |  | Apple Computer | Mac | Mac Pro (Quad-Core) | APPL204 |  |  |  | Apr 27 2016 11:37AM
San Jose | Site Staging Area -> Isaac Test Rack -> All Mac -> 19 Inch 1U Shelf | 19 Inch 1U Shelf | InOutPlug#1 | Mac Pro (Quad-Core) |  | Apple Computer | Mac | Mac Pro (Quad-Core) | APPL204 |  |  |  | Apr 27 2016 11:41AM
San Jose | Site Staging Area -> Isaac Test Rack -> All Mac -> 19 Inch 1U Shelf | 19 Inch 1U Shelf | InOutPlug#1 | Mac Pro (Quad-Core) |  | Apple Computer | Mac | Mac Pro (Quad-Core) | APPL204 |  |  |  | Apr 27 2016 11:41AM
San Jose | Site Staging Area -> Isaac Test Rack -> All Mac -> 19 Inch 1U Shelf | 19 Inch 1U Shelf | InOutPlug#1 | Mac Pro (Quad-Core) |  | Apple Computer | Mac | Mac Pro (Quad-Core) | APPL204 |  |  |  | Apr 27 2016 11:41AM
San Jose | Site Staging Area -> Isaac Test Rack -> All Mac -> 19 Inch 1U Shelf | 19 Inch 1U Shelf | InOutPlug#1 | Mac Pro (Quad-Core) |  | Apple Computer | Mac | Mac Pro (Quad-Core) | APPL204 |  |  |  | Apr 27 2016 11:42AM
San Jose | Site Staging Area -> Isaac Test Rack -> All Mac -> 19 Inch 1U Shelf | 19 Inch 1U Shelf | InOutPlug#1 | Mac Pro (Quad-Core) |  | Apple Computer | Mac | Mac Pro (Quad-Core) | APPL204 |  |  |  | Apr 27 2016 11:42AM
San Jose | Site Staging Area -> Isaac Test Rack -> R730 | R730 | RU#07 | Poweredge R730 - 3.5 Inch Drive Bays |  | Dell Computer | PowerEdge R-Series | PowerEdge R730 - 3.5 Inch Drive Bays | DELM603 |  |  |  | Apr 27 2016 11:53AM
San Jose | Site Staging Area -> Isaac Test Rack -> R730 | R730 | RU#05 | Poweredge R730 - 3.5 Inch Drive Bays |  | Dell Computer | PowerEdge R-Series | PowerEdge R730 - 3.5 Inch Drive Bays | DELM603 |  |  |  | Apr 27 2016 11:53AM
San Jose | Site Staging Area -> Isaac Test Rack -> R730 | R730 | RU#03 | Poweredge R730 - 3.5 Inch Drive Bays |  | Dell Computer | PowerEdge R-Series | PowerEdge R730 - 3.5 Inch Drive Bays | DELM603 |  |  |  | Apr 27 2016 11:53AM
San Jose | Site Staging Area -> Isaac Test Rack -> R730 | R730 | RU#01 | Poweredge R730 - 3.5 Inch Drive Bays |  | Dell Computer | PowerEdge R-Series | PowerEdge R730 - 3.5 Inch Drive Bays | DELM603 |  |  |  | Apr 27 2016 11:53AM
San Jose | Site Staging Area -> Isaac Test Rack -> R730 | R730 | RU#43 | Poweredge R730 - 3.5 Inch Drive Bays |  | Dell Computer | PowerEdge R-Series | PowerEdge R730 - 3.5 Inch Drive Bays | DELM603 |  |  |  | Apr 27 2016 11:56AM
San Jose | Site Staging Area -> Isaac Test Rack -> R730 | R730 | RU#41 | Poweredge R730 - 3.5 Inch Drive Bays |  | Dell Computer | PowerEdge R-Series | PowerEdge R730 - 3.5 Inch Drive Bays | DELM603 |  |  |  | Apr 27 2016 11:56AM
San Jose | Site Staging Area -> Isaac Test Rack -> R730 | R730 | RU#39 | Poweredge R730 - 3.5 Inch Drive Bays |  | Dell Computer | PowerEdge R-Series | PowerEdge R730 - 3.5 Inch Drive Bays | DELM603 |  |  |  | Apr 27 2016 11:56AM
San Jose | Site Staging Area -> Isaac Test Rack -> R730 | R730 | RU#37 | Poweredge R730 - 3.5 Inch Drive Bays |  | Dell Computer | PowerEdge R-Series | PowerEdge R730 - 3.5 Inch Drive Bays | DELM603 |  |  |  | Apr 27 2016 11:55AM
San Jose | Site Staging Area -> Isaac Test Rack -> R730 | R730 | RU#35 | Poweredge R730 - 3.5 Inch Drive Bays |  | Dell Computer | PowerEdge R-Series | PowerEdge R730 - 3.5 Inch Drive Bays | DELM603 |  |  |  | Apr 27 2016 11:55AM
San Jose | Site Staging Area -> Isaac Test Rack -> R730 | R730 | RU#33 | Poweredge R730 - 3.5 Inch Drive Bays |  | Dell Computer | PowerEdge R-Series | PowerEdge R730 - 3.5 Inch Drive Bays | DELM603 |  |  |  | Apr 27 2016 11:55AM
San Jose | Site Staging Area -> Isaac Test Rack -> R730 | R730 | RU#31 | Poweredge R730 - 3.5 Inch Drive Bays |  | Dell Computer | PowerEdge R-Series | PowerEdge R730 - 3.5 Inch Drive Bays | DELM603 |  |  |  | Apr 27 2016 11:55AM
San Jose | Site Staging Area -> Isaac Test Rack -> R730 | R730 | RU#29 | Poweredge R730 - 3.5 Inch Drive Bays |  | Dell Computer | PowerEdge R-Series | PowerEdge R730 - 3.5 Inch Drive Bays | DELM603 |  |  |  | Apr 27 2016 11:55AM
San Jose | Site Staging Area -> Isaac Test Rack -> R730 | R730 | RU#27 | Poweredge R730 - 3.5 Inch Drive Bays |  | Dell Computer | PowerEdge R-Series | PowerEdge R730 - 3.5 Inch Drive Bays | DELM603 |  |  |  | Apr 27 2016 11:54AM
San Jose | Site Staging Area -> Isaac Test Rack -> R730 | R730 | RU#25 | Poweredge R730 - 3.5 Inch Drive Bays |  | Dell Computer | PowerEdge R-Series | PowerEdge R730 - 3.5 Inch Drive Bays | DELM603 |  |  |  | Apr 27 2016 11:54AM
San Jose | Site Staging Area -> Isaac Test Rack -> R730 | R730 | RU#23 | Poweredge R730 - 3.5 Inch Drive Bays |  | Dell Computer | PowerEdge R-Series | PowerEdge R730 - 3.5 Inch Drive Bays | DELM603 |  |  |  | Apr 27 2016 11:54AM
San Jose | Site Staging Area -> Isaac Test Rack -> R730 | R730 | RU#21 | Poweredge R730 - 3.5 Inch Drive Bays |  | Dell Computer | PowerEdge R-Series | PowerEdge R730 - 3.5 Inch Drive Bays | DELM603 |  |  |  | Apr 27 2016 11:53AM
San Jose | Site Staging Area -> Isaac Test Rack -> R730 | R730 | RU#19 | Poweredge R730 - 3.5 Inch Drive Bays |  | Dell Computer | PowerEdge R-Series | PowerEdge R730 - 3.5 Inch Drive Bays | DELM603 |  |  |  | Apr 27 2016 11:53AM
San Jose | Site Staging Area -> Isaac Test Rack -> R730 | R730 | RU#17 | Poweredge R730 - 3.5 Inch Drive Bays |  | Dell Computer | PowerEdge R-Series | PowerEdge R730 - 3.5 Inch Drive Bays | DELM603 |  |  |  | Apr 27 2016 11:53AM
San Jose | Site Staging Area -> Isaac Test Rack -> R730 | R730 | RU#15 | Poweredge R730 - 3.5 Inch Drive Bays |  | Dell Computer | PowerEdge R-Series | PowerEdge R730 - 3.5 Inch Drive Bays | DELM603 |  |  |  | Apr 27 2016 11:53AM
San Jose | Site Staging Area -> Isaac Test Rack -> R730 | R730 | RU#13 | Poweredge R730 - 3.5 Inch Drive Bays |  | Dell Computer | PowerEdge R-Series | PowerEdge R730 - 3.5 Inch Drive Bays | DELM603 |  |  |  | Apr 27 2016 11:53AM
San Jose | Site Staging Area -> Isaac Test Rack -> R730 | R730 | RU#11 | Poweredge R730 - 3.5 Inch Drive Bays |  | Dell Computer | PowerEdge R-Series | PowerEdge R730 - 3.5 Inch Drive Bays | DELM603 |  |  |  | Apr 27 2016 11:53AM
San Jose | Site Staging Area -> Isaac Test Rack -> R730 | R730 | RU#09 | Poweredge R730 - 3.5 Inch Drive Bays |  | Dell Computer | PowerEdge R-Series | PowerEdge R730 - 3.5 Inch Drive Bays | DELM603 |  |  |  | Apr 27 2016 11:53AM
San Jose | Site Staging Area -> test of ATSR racks -> A1 | A1 | RU#08 | blanking panel |  | APC | NetShelter | AR8101BLK-2U | APC970 |  |  |  | Jul 7 2015 11:29AM
San Jose | Site Staging Area -> test of ATSR racks -> A1 | A1 | RU#06 | blanking panel |  | APC | NetShelter | AR8101BLK-2U | APC970 |  |  |  | Jul 7 2015 11:29AM
San Jose | Site Staging Area -> test of ATSR racks -> A1 | A1 | RU#04 | blanking panel |  | APC | NetShelter | AR8101BLK-2U | APC970 |  |  |  | Jul 7 2015 11:29AM
San Jose | Site Staging Area -> test of ATSR racks -> A1 | A1 | RU#02 | blanking panel |  | APC | NetShelter | AR8101BLK-2U | APC970 |  |  |  | Jul 7 2015 11:29AM
San Jose | Site Staging Area -> test of ATSR racks -> A1 | A1 | InOutPlug#2 | ETSR1A1PDUA |  | Raritan Computer | Dominion PX | PX-5522 | RCI293 | PXR1650013 |  |  | Jul 7 2015 11:29AM
San Jose | Site Staging Area -> test of ATSR racks -> A1 | A1 | InOutPlug#1 | ETSR1A1PDUB |  | Raritan Computer | Dominion PX | PX-5522 | RCI293 | PXR1650013 |  |  | Jul 7 2015 11:29AM
San Jose | Site Staging Area -> test of ATSR racks -> A1 | A1 | RU#43 | Mac Pro Shelf |  | MK 1 Manufacturing | MPR | Mac Pro Shelf | MK1M004 |  |  |  | Sep 29 2015 12:02PM
San Jose | Site Staging Area -> test of ATSR racks -> A1 | A1 | RU#39 | blanking panel |  | APC | NetShelter | AR8101BLK-4U | APC971 |  |  |  | Jul 7 2015 11:29AM
San Jose | Site Staging Area -> test of ATSR racks -> A1 | A1 | RU#38 | blanking panel |  | APC | NetShelter | AR8101BLK-1U | APC969 |  |  |  | Jul 7 2015 11:29AM
San Jose | Site Staging Area -> test of ATSR racks -> A1 | A1 | RU#36 | SJ1DRA001 |  | Dell Computer | PowerEdge R-Series | PowerEdge R720xd-2.5 Drive | DELC962 | 3TBOCX1 |  |  | Jul 7 2015 11:29AM
San Jose | Site Staging Area -> test of ATSR racks -> A1 | A1 | RU#34 | SJ1DRA002 |  | Dell Computer | PowerEdge R-Series | PowerEdge R720xd-2.5 Drive | DELC962 | 3t9zbx1 |  |  | Jul 7 2015 11:29AM
San Jose | Site Staging Area -> test of ATSR racks -> A1 | A1 | RU#32 | SJ1DRA003 |  | Dell Computer | PowerEdge R-Series | PowerEdge R720xd-2.5 Drive | DELC962 | 3tbxbx1 |  |  | Jul 7 2015 11:29AM
San Jose | Site Staging Area -> test of ATSR racks -> A1 | A1 | RU#30 | SJ1DRA004 |  | Dell Computer | PowerEdge R-Series | PowerEdge R720xd-2.5 Drive | DELC962 | 95nybx1 |  |  | Jul 7 2015 11:29AM
San Jose | Site Staging Area -> test of ATSR racks -> A1 | A1 | RU#28 | SJ1DRA005 |  | Dell Computer | PowerEdge R-Series | PowerEdge R720xd-2.5 Drive | DELC962 | 95mzbx1 |  |  | Jul 7 2015 11:29AM
San Jose | Site Staging Area -> test of ATSR racks -> A1 | A1 | RU#26 | SJ1DRA006 |  | Dell Computer | PowerEdge R-Series | PowerEdge R720xd-2.5 Drive | DELC962 | 95mybx1 |  |  | Jul 7 2015 11:29AM
San Jose | Site Staging Area -> test of ATSR racks -> A1 | A1 | RU#24 | SJ1DRA007 |  | Dell Computer | PowerEdge R-Series | PowerEdge R720xd-2.5 Drive | DELC962 | 95mxbx1 |  |  | Jul 7 2015 11:29AM
San Jose | Site Staging Area -> test of ATSR racks -> A1 | A1 | RU#22 | SJ1DRA008 |  | Dell Computer | PowerEdge R-Series | PowerEdge R720xd-2.5 Drive | DELC962 | 3t7zbx1 |  |  | Jul 7 2015 11:29AM
San Jose | Site Staging Area -> test of ATSR racks -> A1 | A1 | RU#20 | SJ1DRA009 |  | Dell Computer | PowerEdge R-Series | PowerEdge R720xd-2.5 Drive | DELC962 | 3t80cx1 |  |  | Jul 7 2015 11:29AM
San Jose | Site Staging Area -> test of ATSR racks -> A1 | A1 | RU#18 | blanking panel |  | APC | NetShelter | AR8101BLK-2U | APC970 |  |  |  | Jul 7 2015 11:29AM
San Jose | Site Staging Area -> test of ATSR racks -> A1 | A1 | RU#16 | SJ1DRA010 |  | Dell Computer | PowerEdge R-Series | PowerEdge R720xd-2.5 Drive | DELC962 | 3tbxbx1 |  |  | Jul 7 2015 11:29AM
San Jose | Site Staging Area -> test of ATSR racks -> A1 | A1 | RU#14 | SJ1DRA106 |  | Dell Computer | PowerEdge R-Series | PowerEdge R720xd-3.5 Drive | DELC964 | 73158Y1 |  |  | Jul 7 2015 11:29AM
San Jose | Site Staging Area -> test of ATSR racks -> A1 | A1 | RU#12 | blanking panel |  | APC | NetShelter | AR8101BLK-2U | APC970 |  |  |  | Jul 7 2015 11:29AM
San Jose | Site Staging Area -> test of ATSR racks -> A1 | A1 | RU#10 | blanking panel |  | APC | NetShelter | AR8101BLK-2U | APC970 |  |  |  | Jul 7 2015 11:29AM
San Jose | Site Staging Area -> test of ATSR racks -> A1 -> Mac Pro Shelf | Mac Pro Shelf | InOutPlug#8 | Mac Pro (Quad-Core) |  | Apple Computer | Mac | Mac Pro (Quad-Core) | APPL204 |  |  |  | Sep 29 2015 1:25PM
San Jose | Site Staging Area -> test of ATSR racks -> A1 -> Mac Pro Shelf | Mac Pro Shelf | InOutPlug#7 | Mac Pro (Quad-Core) |  | Apple Computer | Mac | Mac Pro (Quad-Core) | APPL204 |  |  |  | Sep 29 2015 1:25PM
San Jose | Site Staging Area -> test of ATSR racks -> A1 -> Mac Pro Shelf | Mac Pro Shelf | InOutPlug#6 | Mac Pro (Quad-Core) |  | Apple Computer | Mac | Mac Pro (Quad-Core) | APPL204 |  |  |  | Sep 29 2015 1:24PM
San Jose | Site Staging Area -> test of ATSR racks -> A1 -> Mac Pro Shelf | Mac Pro Shelf | InOutPlug#5 | Mac Pro (Quad-Core) |  | Apple Computer | Mac | Mac Pro (Quad-Core) | APPL204 |  |  |  | Sep 29 2015 1:24PM
San Jose | Site Staging Area -> test of ATSR racks -> A1 -> Mac Pro Shelf | Mac Pro Shelf | InOutPlug#4 | Mac Pro (Quad-Core) |  | Apple Computer | Mac | Mac Pro (Quad-Core) | APPL204 |  |  |  | Sep 29 2015 1:23PM
San Jose | Site Staging Area -> test of ATSR racks -> A1 -> Mac Pro Shelf | Mac Pro Shelf | InOutPlug#3 | Mac Pro (Quad-Core) |  | Apple Computer | Mac | Mac Pro (Quad-Core) | APPL204 |  |  |  | Sep 29 2015 1:23PM
San Jose | Site Staging Area -> test of ATSR racks -> A1 -> Mac Pro Shelf | Mac Pro Shelf | InOutPlug#2 | Mac Pro (Quad-Core) |  | Apple Computer | Mac | Mac Pro (Quad-Core) | APPL204 |  |  |  | Sep 29 2015 1:21PM
San Jose | Site Staging Area -> test of ATSR racks -> A1 -> Mac Pro Shelf | Mac Pro Shelf | InOutPlug#1 | Mac Pro (Quad-Core) |  | Apple Computer | Mac | Mac Pro (Quad-Core) | APPL204 |  |  |  | Sep 29 2015 1:20PM
Sao Paulo | Sao Paulo -> IDC -> APC Cabinet | APC Cabinet | RU#42 | kvm-saopaulo | DATA CENTER OPERATIONS | Raritan Computer | Dominion KSX | Dominion KSX 880 | RCI010 |  |  |  | Oct 17 2014 4:22PM
Sao Paulo | Sao Paulo -> IDC -> APC Cabinet | APC Cabinet | RU#28 | splowlc-01 | NETWORK SERVICES | Cisco Systems | Cisco 4400 | AIR-WLC4402-12-K9 | CICO108 |  |  |  | Oct 17 2014 4:22PM
Sao Paulo | Sao Paulo -> IDC -> APC Cabinet | APC Cabinet | RU#23 | splowaas-01 | NETWORK SERVICES | Cisco Systems | WAE Series | WAE-7341-K9 | CISY758 |  |  |  | Oct 17 2014 4:22PM
Sao Paulo | Sao Paulo -> IDC -> APC Cabinet | APC Cabinet | RU#19 | saoadofs01 | DATA CENTER OPERATIONS | Hewlett-Packard | ProLiant | DL380 G6 - SFF | HEPD897 |  |  | 10.33.32.23 | Oct 17 2014 4:21PM
Sao Paulo | Sao Paulo -> IDC -> APC Cabinet | APC Cabinet | RU#17 | saoadovm01 | DATA CENTER OPERATIONS | Hewlett-Packard | ProLiant | DL380p G8 - SFF | HEPC893 |  |  | 10.33.32.6 | Oct 17 2014 4:21PM
Sao Paulo | Sao Paulo -> IDC -> APC Cabinet | APC Cabinet | RU#01 | UPS-saupaulo-3 | DATA CENTER OPERATIONS | Liebert | UPStation | GXT3-10000RT208 | LBRT086 |  |  |  | Oct 17 2014 4:51PM
Sao Paulo | Sao Paulo -> IDC -> APC Cabinet -> saoadovm01 | saoadovm01 | Slot#9 | 662883-B21 |  | Hewlett-Packard | ProLiant | 662883-B21 | HEPC894 |  |  |  | Oct 17 2014 4:21PM
Sao Paulo | Sao Paulo -> IDC -> Rack 1 | Rack 1 | RU#40 | Panduit: CP48BL #1 |  | Panduit | Mini-Com | CP48BL | PAND394 |  |  |  | Oct 17 2014 4:25PM
Sao Paulo | Sao Paulo -> IDC -> Rack 1 | Rack 1 | RU#37 | Panduit: CP48BL #2 |  | Panduit | Mini-Com | CP48BL | PAND394 |  |  |  | Oct 17 2014 4:24PM
Sao Paulo | Sao Paulo -> IDC -> Rack 1 | Rack 1 | RU#34 | Panduit: CP48BL #3 |  | Panduit | Mini-Com | CP48BL | PAND394 |  |  |  | Oct 17 2014 4:24PM
Sao Paulo | Sao Paulo -> IDC -> Rack 1 | Rack 1 | RU#31 | Panduit: CP48BL #4 |  | Panduit | Mini-Com | CP48BL | PAND394 |  |  |  | Oct 17 2014 4:23PM
Sao Paulo | Sao Paulo -> IDC -> Rack 1 | Rack 1 | RU#28 | Panduit: CP48BL #5 |  | Panduit | Mini-Com | CP48BL | PAND394 |  |  |  | Oct 17 2014 4:23PM
Sao Paulo | Sao Paulo -> IDC -> Rack 1 | Rack 1 | RU#25 | Panduit: CP48BL #6 |  | Panduit | Mini-Com | CP48BL | PAND394 |  |  |  | Oct 17 2014 4:23PM
Sao Paulo | Sao Paulo -> IDC -> Rack 1 | Rack 1 | RU#23 | saopaulo-swd | NETWORK SERVICES | Cisco Systems | Catalyst 3750 | WS-C3750-24PS-E | CISO352 |  |  |  | Oct 17 2014 4:22PM
Sao Paulo | Sao Paulo -> IDC -> Rack 1 | Rack 1 | RU#21 | saopaulo-swc | NETWORK SERVICES | Cisco Systems | Catalyst 3750 | WS-C3750-24PS-E | CISO352 |  |  |  | Oct 17 2014 4:22PM
Sao Paulo | Sao Paulo -> IDC -> Rack 1 | Rack 1 | RU#19 | saopaulo-swb | NETWORK SERVICES | Cisco Systems | Catalyst 3750 | WS-C3750-24PS-E | CISO352 |  |  |  | Oct 17 2014 4:22PM
Sao Paulo | Sao Paulo -> IDC -> Rack 1 | Rack 1 | RU#17 | saopaulo-swa | NETWORK SERVICES | Cisco Systems | Catalyst 3750 | WS-C3750-24PS-E | CISO352 |  |  |  | Oct 17 2014 4:22PM
Sao Paulo | Sao Paulo -> IDC -> Rack 1 | Rack 1 | RU#14 | Saopaulo-wan | NETWORK SERVICES | Cisco Systems | Cisco 3800 | CISCO3845 | CISO580 |  |  |  | Oct 17 2014 4:22PM
Sao Paulo | Sao Paulo -> IDC -> Rack 1 | Rack 1 | RU#02 | Vicon Kollektor (Adobe Security) |  | Hewlett-Packard | AlphaServer | DS15 | HEPA142 |  |  |  | Oct 17 2014 4:22PM
Seattle | My Configured Devices -> 19 Inch 1U Shelf with two mac pros | 19 Inch 1U Shelf with two mac pros | InOutPlug#7 | Macpro |  | Apple Computer | Mac | MacPro | APPL165 |  |  |  | Apr 20 2016 5:38PM
Seattle | My Configured Devices -> 19 Inch 1U Shelf with two mac pros | 19 Inch 1U Shelf with two mac pros | InOutPlug#1 | Macpro |  | Apple Computer | Mac | MacPro | APPL165 |  |  |  | Apr 20 2016 5:38PM
Seattle | My Staging Area -> Seattle MSR | Seattle MSR |  | ISDPR1 |  | APC | AIS 5000 | ISDPR1 | APCA150 |  |  |  | Aug 12 2014 11:46AM
Seattle | My Staging Area -> Seattle MSR | Seattle MSR |  | ISDPR1 |  | APC | AIS 5000 | ISDPR1 | APCA150 |  |  |  | Aug 12 2014 11:46AM
Seattle | My Staging Area -> Seattle MSR | Seattle MSR |  | SJSHARE13 |  | Generic Altima Technologies Rackmountable | General Rackmount Equipment | 4U Server | 0GRM087 | M112400084L |  |  | Oct 6 2014 4:48PM
Seattle | My Staging Area -> Seattle MSR -> AR1100FL | AR1100FL | RU#21 | DL140 G3 |  | Hewlett-Packard | ProLiant | DL140 G3 | HEPA847 |  |  |  | Aug 12 2014 11:47AM
Seattle | My Staging Area -> Seattle MSR -> AR1100FL | AR1100FL | RU#20 | DL140 G3 |  | Hewlett-Packard | ProLiant | DL140 G3 | HEPA847 |  |  |  | Aug 12 2014 11:48AM
Seattle | Seattle -> IDC FLOOR 1 EAST -> SEAEAST1 IDC RACK1 | SEAEAST1 IDC RACK1 | RU#44 | idc 48 port copper patch panel |  | Krone | Category 5 | LPP5E4805 | KRON005 |  |  |  | Sep 15 2015 5:42PM
Seattle | Seattle -> IDC FLOOR 1 EAST -> SEAEAST1 IDC RACK1 | SEAEAST1 IDC RACK1 | RU#43 | IDC 1U Cable Manager |  | Generic Patch Panel Icons | Generic Patch Panel | 1U Cable Manager | PP195 |  |  |  | Sep 15 2015 5:42PM
Seattle | Seattle -> IDC FLOOR 1 EAST -> SEAEAST1 IDC RACK1 | SEAEAST1 IDC RACK1 | RU#41 | idc 48 port copper patch panel |  | Krone | Category 5 | LPP5E4805 | KRON005 |  |  |  | Sep 15 2015 5:43PM
Seattle | Seattle -> IDC FLOOR 1 EAST -> SEAEAST1 IDC RACK1 | SEAEAST1 IDC RACK1 | RU#40 | IDC 1U Cable Manager |  | Generic Patch Panel Icons | Generic Patch Panel | 1U Cable Manager | PP195 |  |  |  | Sep 15 2015 5:43PM
Seattle | Seattle -> IDC FLOOR 1 EAST -> SEAEAST1 IDC RACK1 | SEAEAST1 IDC RACK1 | RU#38 | idc 48 port copper patch panel |  | Krone | Category 5 | LPP5E4805 | KRON005 |  |  |  | Sep 15 2015 5:43PM
Seattle | Seattle -> IDC FLOOR 1 EAST -> SEAEAST1 IDC RACK1 | SEAEAST1 IDC RACK1 | RU#37 | IDC 1U Cable Manager |  | Generic Patch Panel Icons | Generic Patch Panel | 1U Cable Manager | PP195 |  |  |  | Sep 15 2015 5:45PM
Seattle | Seattle -> IDC FLOOR 1 EAST -> SEAEAST1 IDC RACK1 | SEAEAST1 IDC RACK1 | RU#35 | idc 48 port copper patch panel |  | Krone | Category 5 | LPP5E4805 | KRON005 |  |  |  | Sep 15 2015 5:44PM
Seattle | Seattle -> IDC FLOOR 1 EAST -> SEAEAST1 IDC RACK1 | SEAEAST1 IDC RACK1 | RU#34 | IDC 1U Cable Manager |  | Generic Patch Panel Icons | Generic Patch Panel | 1U Cable Manager | PP195 |  |  |  | Sep 15 2015 5:44PM
Seattle | Seattle -> IDC FLOOR 1 EAST -> SEAEAST1 IDC RACK1 | SEAEAST1 IDC RACK1 | RU#32 | idc 48 port copper patch panel |  | Krone | Category 5 | LPP5E4805 | KRON005 |  |  |  | Sep 15 2015 5:46PM
Seattle | Seattle -> IDC FLOOR 1 EAST -> SEAEAST1 IDC RACK1 | SEAEAST1 IDC RACK1 | RU#31 | IDC 1U Cable Manager |  | Generic Patch Panel Icons | Generic Patch Panel | 1U Cable Manager | PP195 |  |  |  | Sep 15 2015 5:47PM
Seattle | Seattle -> IDC FLOOR 1 EAST -> SEAEAST1 IDC RACK1 | SEAEAST1 IDC RACK1 | RU#29 | idc 48 port copper patch panel |  | Krone | Category 5 | LPP5E4805 | KRON005 |  |  |  | Sep 15 2015 5:46PM
Seattle | Seattle -> IDC FLOOR 1 EAST -> SEAEAST1 IDC RACK1 | SEAEAST1 IDC RACK1 | RU#28 | IDC 1U Cable Manager |  | Generic Patch Panel Icons | Generic Patch Panel | 1U Cable Manager | PP195 |  |  |  | Sep 15 2015 5:47PM
Seattle | Seattle -> IDC FLOOR 1 EAST -> SEAEAST1 IDC RACK1 | SEAEAST1 IDC RACK1 | RU#26 | sttl01e-wifisa |  | Cisco Systems | Catalyst 3560-X | WS-C3560X-24P-S | CISO892 | FDO1804R0M9 | 100209682 |  | Sep 15 2015 5:48PM
Seattle | Seattle -> IDC FLOOR 1 EAST -> SEAEAST1 IDC RACK1 | SEAEAST1 IDC RACK1 | RU#07 | IDC 4u fiber: |  | Siecor | FCC | FCC-048 | SIEC023 |  |  |  | Sep 15 2015 5:51PM
Seattle | Seattle -> IDC FLOOR 1 EAST -> SEAEAST1 IDC RACK1 | SEAEAST1 IDC RACK1 | RU#03 | IDC 4u fiber: |  | Siecor | FCC | FCC-048 | SIEC023 |  |  |  | Sep 15 2015 5:50PM
Seattle | Seattle -> IDC FLOOR 1 EAST -> SEAEAST1 IDC RACK2 | SEAEAST1 IDC RACK2 | RU#44 | idc 48 port copper patch panel |  | Krone | Category 5 | LPP5E4805 | KRON005 |  |  |  | Sep 15 2015 5:56PM
Seattle | Seattle -> IDC FLOOR 1 EAST -> SEAEAST1 IDC RACK2 | SEAEAST1 IDC RACK2 | RU#43 | IDC 1U Cable Manager |  | Generic Patch Panel Icons | Generic Patch Panel | 1U Cable Manager | PP195 |  |  |  | Sep 15 2015 5:56PM
Seattle | Seattle -> IDC FLOOR 1 EAST -> SEAEAST1 IDC RACK2 | SEAEAST1 IDC RACK2 | RU#41 | idc 48 port copper patch panel |  | Krone | Category 5 | LPP5E4805 | KRON005 |  |  |  | Sep 15 2015 5:56PM
Seattle | Seattle -> IDC FLOOR 1 EAST -> SEAEAST1 IDC RACK2 | SEAEAST1 IDC RACK2 | RU#40 | IDC 1U Cable Manager |  | Generic Patch Panel Icons | Generic Patch Panel | 1U Cable Manager | PP195 |  |  |  | Sep 15 2015 5:56PM
Seattle | Seattle -> IDC FLOOR 1 EAST -> SEAEAST1 IDC RACK2 | SEAEAST1 IDC RACK2 | RU#38 | idc 48 port copper patch panel |  | Krone | Category 5 | LPP5E4805 | KRON005 |  |  |  | Sep 15 2015 5:57PM
Seattle | Seattle -> IDC FLOOR 1 EAST -> SEAEAST1 IDC RACK2 | SEAEAST1 IDC RACK2 | RU#37 | IDC 1U Cable Manager |  | Generic Patch Panel Icons | Generic Patch Panel | 1U Cable Manager | PP195 |  |  |  | Sep 15 2015 5:57PM
Seattle | Seattle -> IDC FLOOR 1 EAST -> SEAEAST1 IDC RACK2 | SEAEAST1 IDC RACK2 | RU#35 | idc 48 port copper patch panel |  | Krone | Category 5 | LPP5E4805 | KRON005 |  |  |  | Sep 15 2015 5:58PM
Seattle | Seattle -> IDC FLOOR 1 EAST -> SEAEAST1 IDC RACK2 | SEAEAST1 IDC RACK2 | RU#34 | IDC 1U Cable Manager |  | Generic Patch Panel Icons | Generic Patch Panel | 1U Cable Manager | PP195 |  |  |  | Sep 15 2015 5:57PM
Seattle | Seattle -> IDC FLOOR 1 EAST -> SEAEAST1 IDC RACK2 | SEAEAST1 IDC RACK2 | RU#32 | idc 48 port copper patch panel |  | Krone | Category 5 | LPP5E4805 | KRON005 |  |  |  | Sep 15 2015 5:59PM
Seattle | Seattle -> IDC FLOOR 1 EAST -> SEAEAST1 IDC RACK2 | SEAEAST1 IDC RACK2 | RU#31 | IDC 1U Cable Manager |  | Generic Patch Panel Icons | Generic Patch Panel | 1U Cable Manager | PP195 |  |  |  | Sep 15 2015 6:00PM
Seattle | Seattle -> IDC FLOOR 1 EAST -> SEAEAST1 IDC RACK2 | SEAEAST1 IDC RACK2 | RU#29 | idc 48 port copper patch panel |  | Krone | Category 5 | LPP5E4805 | KRON005 |  |  |  | Sep 15 2015 6:00PM
Seattle | Seattle -> IDC FLOOR 1 EAST -> SEAEAST1 IDC RACK2 | SEAEAST1 IDC RACK2 | RU#28 | IDC 1U Cable Manager |  | Generic Patch Panel Icons | Generic Patch Panel | 1U Cable Manager | PP195 |  |  |  | Sep 15 2015 6:01PM
Seattle | Seattle -> IDC FLOOR 1 EAST -> SEAEAST1 IDC RACK2 | SEAEAST1 IDC RACK2 | RU#26 | 1U cable manager |  | Generic Altima Technologies Rackmountable | General Rackmount Equipment | 02342-01 (Black) | 0GRM025 |  |  |  | Sep 15 2015 6:05PM
Seattle | Seattle -> IDC FLOOR 1 EAST -> SEAEAST1 IDC RACK2 | SEAEAST1 IDC RACK2 | RU#24 | 1U cable manager |  | Generic Altima Technologies Rackmountable | General Rackmount Equipment | 02342-01 (Black) | 0GRM025 |  |  |  | Sep 15 2015 6:06PM
Seattle | Seattle -> IDC FLOOR 1 EAST -> SEAEAST1 IDC RACK2 | SEAEAST1 IDC RACK2 | RU#03 | IDC 4u fiber: |  | Siecor | FCC | FCC-048 | SIEC023 |  |  |  | Sep 15 2015 6:09PM
Seattle | Seattle -> IDC FLOOR 1 EAST -> SEAEAST1 IDC RACK3 | SEAEAST1 IDC RACK3 | RU#44 | idc 48 port copper patch panel |  | Krone | Category 5 | LPP5E4805 | KRON005 |  |  |  | Sep 15 2015 6:12PM
Seattle | Seattle -> IDC FLOOR 1 EAST -> SEAEAST1 IDC RACK3 | SEAEAST1 IDC RACK3 | RU#43 | IDC 1U Cable Manager |  | Generic Patch Panel Icons | Generic Patch Panel | 1U Cable Manager | PP195 |  |  |  | Sep 15 2015 6:12PM
Seattle | Seattle -> IDC FLOOR 1 EAST -> SEAEAST1 IDC RACK3 | SEAEAST1 IDC RACK3 | RU#41 | idc 48 port copper patch panel |  | Krone | Category 5 | LPP5E4805 | KRON005 |  |  |  | Sep 15 2015 6:12PM
Seattle | Seattle -> IDC FLOOR 1 EAST -> SEAEAST1 IDC RACK3 | SEAEAST1 IDC RACK3 | RU#40 | IDC 1U Cable Manager |  | Generic Patch Panel Icons | Generic Patch Panel | 1U Cable Manager | PP195 |  |  |  | Sep 15 2015 6:12PM
Seattle | Seattle -> IDC FLOOR 1 EAST -> SEAEAST1 IDC RACK3 | SEAEAST1 IDC RACK3 | RU#38 | idc 48 port copper patch panel |  | Krone | Category 5 | LPP5E4805 | KRON005 |  |  |  | Sep 15 2015 6:12PM
Seattle | Seattle -> IDC FLOOR 1 EAST -> SEAEAST1 IDC RACK3 | SEAEAST1 IDC RACK3 | RU#37 | IDC 1U Cable Manager |  | Generic Patch Panel Icons | Generic Patch Panel | 1U Cable Manager | PP195 |  |  |  | Sep 15 2015 6:12PM
Seattle | Seattle -> IDC FLOOR 1 EAST -> SEAEAST1 IDC RACK3 | SEAEAST1 IDC RACK3 | RU#35 | idc 48 port copper patch panel |  | Krone | Category 5 | LPP5E4805 | KRON005 |  |  |  | Sep 15 2015 6:12PM
Seattle | Seattle -> IDC FLOOR 1 EAST -> SEAEAST1 IDC RACK3 | SEAEAST1 IDC RACK3 | RU#34 | IDC 1U Cable Manager |  | Generic Patch Panel Icons | Generic Patch Panel | 1U Cable Manager | PP195 |  |  |  | Sep 15 2015 6:12PM
Seattle | Seattle -> IDC FLOOR 1 EAST -> SEAEAST1 IDC RACK3 | SEAEAST1 IDC RACK3 | RU#32 | idc 48 port copper patch panel |  | Krone | Category 5 | LPP5E4805 | KRON005 |  |  |  | Sep 15 2015 6:12PM
Seattle | Seattle -> IDC FLOOR 1 EAST -> SEAEAST1 IDC RACK3 | SEAEAST1 IDC RACK3 | RU#31 | IDC 1U Cable Manager |  | Generic Patch Panel Icons | Generic Patch Panel | 1U Cable Manager | PP195 |  |  |  | Sep 15 2015 6:12PM
Seattle | Seattle -> IDC FLOOR 1 EAST -> SEAEAST1 IDC RACK3 | SEAEAST1 IDC RACK3 | RU#29 | idc 48 port copper patch panel |  | Krone | Category 5 | LPP5E4805 | KRON005 |  |  |  | Sep 15 2015 6:12PM
Seattle | Seattle -> IDC FLOOR 1 EAST -> SEAEAST1 IDC RACK3 | SEAEAST1 IDC RACK3 | RU#28 | IDC 1U Cable Manager |  | Generic Patch Panel Icons | Generic Patch Panel | 1U Cable Manager | PP195 |  |  |  | Sep 15 2015 6:12PM
Seattle | Seattle -> IDC FLOOR 1 EAST -> SEAEAST1 IDC RACK3 | SEAEAST1 IDC RACK3 | RU#03 | IDC 4u fiber: |  | Siecor | FCC | FCC-048 | SIEC023 |  |  |  | Sep 15 2015 6:12PM
Seattle | Seattle -> IDC FLOOR 1 EAST -> SEAEAST1 IDC RACK4 | SEAEAST1 IDC RACK4 | RU#44 | idc 48 port copper patch panel |  | Krone | Category 5 | LPP5E4805 | KRON005 |  |  |  | Sep 15 2015 6:14PM
Seattle | Seattle -> IDC FLOOR 1 EAST -> SEAEAST1 IDC RACK4 | SEAEAST1 IDC RACK4 | RU#43 | IDC 1U Cable Manager |  | Generic Patch Panel Icons | Generic Patch Panel | 1U Cable Manager | PP195 |  |  |  | Sep 15 2015 6:14PM
Seattle | Seattle -> IDC FLOOR 1 EAST -> SEAEAST1 IDC RACK4 | SEAEAST1 IDC RACK4 | RU#41 | idc 48 port copper patch panel |  | Krone | Category 5 | LPP5E4805 | KRON005 |  |  |  | Sep 15 2015 6:14PM
Seattle | Seattle -> IDC FLOOR 1 EAST -> SEAEAST1 IDC RACK4 | SEAEAST1 IDC RACK4 | RU#40 | IDC 1U Cable Manager |  | Generic Patch Panel Icons | Generic Patch Panel | 1U Cable Manager | PP195 |  |  |  | Sep 15 2015 6:14PM
Seattle | Seattle -> IDC FLOOR 1 EAST -> SEAEAST1 IDC RACK4 | SEAEAST1 IDC RACK4 | RU#38 | idc 48 port copper patch panel |  | Krone | Category 5 | LPP5E4805 | KRON005 |  |  |  | Sep 15 2015 6:14PM
Seattle | Seattle -> IDC FLOOR 1 EAST -> SEAEAST1 IDC RACK4 | SEAEAST1 IDC RACK4 | RU#37 | IDC 1U Cable Manager |  | Generic Patch Panel Icons | Generic Patch Panel | 1U Cable Manager | PP195 |  |  |  | Sep 15 2015 6:14PM
Seattle | Seattle -> IDC FLOOR 1 EAST -> SEAEAST1 IDC RACK4 | SEAEAST1 IDC RACK4 | RU#35 | idc 48 port copper patch panel |  | Krone | Category 5 | LPP5E4805 | KRON005 |  |  |  | Sep 15 2015 6:14PM
Seattle | Seattle -> IDC FLOOR 1 EAST -> SEAEAST1 IDC RACK4 | SEAEAST1 IDC RACK4 | RU#34 | IDC 1U Cable Manager |  | Generic Patch Panel Icons | Generic Patch Panel | 1U Cable Manager | PP195 |  |  |  | Sep 15 2015 6:14PM
Seattle | Seattle -> IDC FLOOR 1 EAST -> SEAEAST1 IDC RACK4 | SEAEAST1 IDC RACK4 | RU#32 | idc 48 port copper patch panel |  | Krone | Category 5 | LPP5E4805 | KRON005 |  |  |  | Sep 15 2015 6:14PM
Seattle | Seattle -> IDC FLOOR 1 EAST -> SEAEAST1 IDC RACK4 | SEAEAST1 IDC RACK4 | RU#31 | IDC 1U Cable Manager |  | Generic Patch Panel Icons | Generic Patch Panel | 1U Cable Manager | PP195 |  |  |  | Sep 15 2015 6:14PM
Seattle | Seattle -> IDC FLOOR 1 EAST -> SEAEAST1 IDC RACK4 | SEAEAST1 IDC RACK4 | RU#29 | idc 48 port copper patch panel |  | Krone | Category 5 | LPP5E4805 | KRON005 |  |  |  | Sep 15 2015 6:14PM
Seattle | Seattle -> IDC FLOOR 1 EAST -> SEAEAST1 IDC RACK4 | SEAEAST1 IDC RACK4 | RU#03 | IDC 4u fiber: |  | Siecor | FCC | FCC-048 | SIEC023 |  |  |  | Sep 15 2015 6:14PM
Seattle | Seattle -> IDC FLOOR 1 EAST -> SEAEAST1 IDC RACK5 | SEAEAST1 IDC RACK5 | RU#42 | IDC 4u fiber: |  | Siecor | FCC | FCC-048 | SIEC023 |  |  |  | Sep 15 2015 6:20PM
Seattle | Seattle -> IDC FLOOR 1 EAST -> SEAEAST1 IDC RACK5 | SEAEAST1 IDC RACK5 | RU#38 | IDC 4u fiber: |  | Siecor | FCC | FCC-048 | SIEC023 |  |  |  | Sep 15 2015 6:20PM
Seattle | Seattle -> IDC FLOOR 1 EAST -> SEAEAST1 IDC RACK5 | SEAEAST1 IDC RACK5 | RU#36 | Camera patch |  | Generic Patch Panel Icons | Patch Panel | 1U 24-Port RJ45 Patch Panel | PP184 |  |  |  | Sep 15 2015 6:21PM
Seattle | Seattle -> IDC FLOOR 1 EAST -> SEAEAST1 IDC RACK5 | SEAEAST1 IDC RACK5 | RU#11 | IDC 4u fiber: |  | Siecor | FCC | FCC-048 | SIEC023 |  |  |  | Sep 15 2015 6:23PM
Seattle | Seattle -> IDC FLOOR 1 EAST -> SEAEAST1 IDC RACK5 | SEAEAST1 IDC RACK5 | RU#07 | IDC 4u fiber: |  | Siecor | FCC | FCC-048 | SIEC023 |  |  |  | Sep 15 2015 6:23PM
Seattle | Seattle -> IDC FLOOR 1 EAST -> SEAEAST1 IDC RACK5 | SEAEAST1 IDC RACK5 | RU#03 | IDC 4u fiber: |  | Siecor | FCC | FCC-048 | SIEC023 |  |  |  | Sep 15 2015 6:22PM
Seattle | Seattle -> IDC FLOOR 1 WEST -> SEAWEST1 IDC RACK1 | SEAWEST1 IDC RACK1 | RU#44 | idc 48 port copper patch: 1.1w.121-1.1.w.128 |  | Krone | Category 5 | LPP5E4805 | KRON005 |  |  |  | Aug 25 2015 5:55PM
Seattle | Seattle -> IDC FLOOR 1 WEST -> SEAWEST1 IDC RACK1 | SEAWEST1 IDC RACK1 | RU#42 | idc 48 port copper patch panel: 1.1w.129-136 |  | Krone | Category 5 | LPP5E4805 | KRON005 |  |  |  | Aug 25 2015 5:59PM
Seattle | Seattle -> IDC FLOOR 1 WEST -> SEAWEST1 IDC RACK1 | SEAWEST1 IDC RACK1 | RU#40 | idc 48 port copper patch panel:1.1w.127-140 & lab ties |  | Krone | Category 5 | LPP5E4805 | KRON005 |  |  |  | Aug 25 2015 6:01PM
Seattle | Seattle -> IDC FLOOR 1 WEST -> SEAWEST1 IDC RACK1 | SEAWEST1 IDC RACK1 | RU#38 | idc 48 port copper patch panel:1.1w.141-147 |  | Krone | Category 5 | LPP5E4805 | KRON005 |  |  |  | Aug 25 2015 6:01PM
Seattle | Seattle -> IDC FLOOR 1 WEST -> SEAWEST1 IDC RACK1 | SEAWEST1 IDC RACK1 | RU#05 | IDC 4u fiber: |  | Siecor | FCC | FCC-048 | SIEC023 |  |  |  | Aug 25 2015 6:16PM
Seattle | Seattle -> IDC FLOOR 1 WEST -> SEAWEST1 IDC RACK1 | SEAWEST1 IDC RACK1 | RU#01 | IDC 4u fiber: |  | Siecor | FCC | FCC-048 | SIEC023 |  |  |  | Aug 25 2015 6:11PM
Seattle | Seattle -> IDC FLOOR 1 WEST -> SEAWEST1 IDC RACK2 | SEAWEST1 IDC RACK2 | RU#44 | idc 48 port copper patch panel:1.1w.081-88 |  | Krone | Category 5 | LPP5E4805 | KRON005 |  |  |  | Aug 25 2015 6:17PM
Seattle | Seattle -> IDC FLOOR 1 WEST -> SEAWEST1 IDC RACK2 | SEAWEST1 IDC RACK2 | RU#43 | IDC 1U Cable Manager |  | Generic Patch Panel Icons | Generic Patch Panel | 1U Cable Manager | PP195 |  |  |  | Aug 25 2015 6:31PM
Seattle | Seattle -> IDC FLOOR 1 WEST -> SEAWEST1 IDC RACK2 | SEAWEST1 IDC RACK2 | RU#41 | idc 48 port copper patch panel:1.1w.89-96 |  | Krone | Category 5 | LPP5E4805 | KRON005 |  |  |  | Aug 25 2015 6:18PM
Seattle | Seattle -> IDC FLOOR 1 WEST -> SEAWEST1 IDC RACK2 | SEAWEST1 IDC RACK2 | RU#40 | IDC 1U Cable Manager |  | Generic Patch Panel Icons | Generic Patch Panel | 1U Cable Manager | PP195 |  |  |  | Aug 25 2015 6:31PM
Seattle | Seattle -> IDC FLOOR 1 WEST -> SEAWEST1 IDC RACK2 | SEAWEST1 IDC RACK2 | RU#38 | idc 48 port copper patch panel:1.1w97-104 |  | Krone | Category 5 | LPP5E4805 | KRON005 |  |  |  | Aug 25 2015 6:19PM
Seattle | Seattle -> IDC FLOOR 1 WEST -> SEAWEST1 IDC RACK2 | SEAWEST1 IDC RACK2 | RU#37 | IDC 1U Cable Manager |  | Generic Patch Panel Icons | Generic Patch Panel | 1U Cable Manager | PP195 |  |  |  | Aug 25 2015 6:31PM
Seattle | Seattle -> IDC FLOOR 1 WEST -> SEAWEST1 IDC RACK2 | SEAWEST1 IDC RACK2 | RU#35 | idc 48 port copper patch panel:1.1w.105-112 |  | Krone | Category 5 | LPP5E4805 | KRON005 |  |  |  | Aug 25 2015 6:19PM
Seattle | Seattle -> IDC FLOOR 1 WEST -> SEAWEST1 IDC RACK2 | SEAWEST1 IDC RACK2 | RU#34 | IDC 1U Cable Manager |  | Generic Patch Panel Icons | Generic Patch Panel | 1U Cable Manager | PP195 |  |  |  | Aug 25 2015 6:29PM
Seattle | Seattle -> IDC FLOOR 1 WEST -> SEAWEST1 IDC RACK2 | SEAWEST1 IDC RACK2 | RU#32 | idc 48 port copper patch panel1.1w.113.120 |  | Krone | Category 5 | LPP5E4805 | KRON005 |  |  |  | Aug 25 2015 6:20PM
Seattle | Seattle -> IDC FLOOR 1 WEST -> SEAWEST1 IDC RACK2 | SEAWEST1 IDC RACK2 | RU#31 | IDC 1U Cable Manager |  | Generic Patch Panel Icons | Generic Patch Panel | 1U Cable Manager | PP195 |  |  |  | Aug 25 2015 6:31PM
Seattle | Seattle -> IDC FLOOR 1 WEST -> SEAWEST1 IDC RACK2 | SEAWEST1 IDC RACK2 | RU#01 | IDC 4u fiber: |  | Siecor | FCC | FCC-048 | SIEC023 |  |  |  | Aug 25 2015 6:54PM
Seattle | Seattle -> IDC FLOOR 1 WEST -> SEAWEST1 IDC RACK3 | SEAWEST1 IDC RACK3 | RU#44 | idc 48 port copper patch panel:1.1w.041-48 |  | Krone | Category 5 | LPP5E4805 | KRON005 |  |  |  | Aug 25 2015 6:55PM
Seattle | Seattle -> IDC FLOOR 1 WEST -> SEAWEST1 IDC RACK3 | SEAWEST1 IDC RACK3 | RU#43 | IDC 1U Cable Manager |  | Generic Patch Panel Icons | Generic Patch Panel | 1U Cable Manager | PP195 |  |  |  | Aug 25 2015 6:55PM
Seattle | Seattle -> IDC FLOOR 1 WEST -> SEAWEST1 IDC RACK3 | SEAWEST1 IDC RACK3 | RU#41 | IDC 4u fiber: 1.1w049-056 |  | Krone | Category 5 | LPP5E4805 | KRON005 |  |  |  | Aug 25 2015 6:57PM
Seattle | Seattle -> IDC FLOOR 1 WEST -> SEAWEST1 IDC RACK3 | SEAWEST1 IDC RACK3 | RU#40 | IDC 1U Cable Manager |  | Generic Patch Panel Icons | Generic Patch Panel | 1U Cable Manager | PP195 |  |  |  | Aug 25 2015 6:57PM
Seattle | Seattle -> IDC FLOOR 1 WEST -> SEAWEST1 IDC RACK3 | SEAWEST1 IDC RACK3 | RU#38 | idc 48 port copper patch panel:1.1w.057-064 |  | Krone | Category 5 | LPP5E4805 | KRON005 |  |  |  | Aug 25 2015 6:58PM
Seattle | Seattle -> IDC FLOOR 1 WEST -> SEAWEST1 IDC RACK3 | SEAWEST1 IDC RACK3 | RU#37 | IDC 1U Cable Manager |  | Generic Patch Panel Icons | Generic Patch Panel | 1U Cable Manager | PP195 |  |  |  | Aug 25 2015 6:58PM
Seattle | Seattle -> IDC FLOOR 1 WEST -> SEAWEST1 IDC RACK3 | SEAWEST1 IDC RACK3 | RU#35 | idc 48 port copper patch panel:1.1w.065-072 |  | Krone | Category 5 | LPP5E4805 | KRON005 |  |  |  | Aug 25 2015 6:59PM
Seattle | Seattle -> IDC FLOOR 1 WEST -> SEAWEST1 IDC RACK3 | SEAWEST1 IDC RACK3 | RU#34 | IDC 1U Cable Manager |  | Generic Patch Panel Icons | Generic Patch Panel | 1U Cable Manager | PP195 |  |  |  | Aug 25 2015 6:59PM
Seattle | Seattle -> IDC FLOOR 1 WEST -> SEAWEST1 IDC RACK3 | SEAWEST1 IDC RACK3 | RU#32 | idc 48 port copper patch panel:1.1w.073-80 |  | Krone | Category 5 | LPP5E4805 | KRON005 |  |  |  | Aug 25 2015 7:00PM
Seattle | Seattle -> IDC FLOOR 1 WEST -> SEAWEST1 IDC RACK3 | SEAWEST1 IDC RACK3 | RU#02 | IDC 4u fiber: |  | Siecor | FCC | FCC-048 | SIEC023 |  |  |  | Sep 15 2015 5:04PM
Seattle | Seattle -> IDC FLOOR 1 WEST -> SEAWEST1 IDC RACK4 | SEAWEST1 IDC RACK4 | RU#44 | idc 48 port copper patch panel |  | Krone | Category 5 | LPP5E4805 | KRON005 |  |  |  | Sep 15 2015 5:09PM
Seattle | Seattle -> IDC FLOOR 1 WEST -> SEAWEST1 IDC RACK4 | SEAWEST1 IDC RACK4 | RU#43 | IDC 1U Cable Manager |  | Generic Patch Panel Icons | Generic Patch Panel | 1U Cable Manager | PP195 |  |  |  | Sep 15 2015 5:09PM
Seattle | Seattle -> IDC FLOOR 1 WEST -> SEAWEST1 IDC RACK4 | SEAWEST1 IDC RACK4 | RU#41 | idc 48 port copper patch panel |  | Krone | Category 5 | LPP5E4805 | KRON005 |  |  |  | Sep 15 2015 5:09PM
Seattle | Seattle -> IDC FLOOR 1 WEST -> SEAWEST1 IDC RACK4 | SEAWEST1 IDC RACK4 | RU#40 | IDC 1U Cable Manager |  | Generic Patch Panel Icons | Generic Patch Panel | 1U Cable Manager | PP195 |  |  |  | Sep 15 2015 5:09PM
Seattle | Seattle -> IDC FLOOR 1 WEST -> SEAWEST1 IDC RACK4 | SEAWEST1 IDC RACK4 | RU#38 | idc 48 port copper patch panel |  | Krone | Category 5 | LPP5E4805 | KRON005 |  |  |  | Sep 15 2015 5:10PM
Seattle | Seattle -> IDC FLOOR 1 WEST -> SEAWEST1 IDC RACK4 | SEAWEST1 IDC RACK4 | RU#37 | IDC 1U Cable Manager |  | Generic Patch Panel Icons | Generic Patch Panel | 1U Cable Manager | PP195 |  |  |  | Sep 15 2015 5:10PM
Seattle | Seattle -> IDC FLOOR 1 WEST -> SEAWEST1 IDC RACK4 | SEAWEST1 IDC RACK4 | RU#35 | idc 48 port copper patch panel |  | Krone | Category 5 | LPP5E4805 | KRON005 |  |  |  | Sep 15 2015 5:10PM
Seattle | Seattle -> IDC FLOOR 1 WEST -> SEAWEST1 IDC RACK4 | SEAWEST1 IDC RACK4 | RU#34 | IDC 1U Cable Manager |  | Generic Patch Panel Icons | Generic Patch Panel | 1U Cable Manager | PP195 |  |  |  | Sep 15 2015 5:10PM
Seattle | Seattle -> IDC FLOOR 1 WEST -> SEAWEST1 IDC RACK4 | SEAWEST1 IDC RACK4 | RU#32 | idc 48 port copper patch panel |  | Krone | Category 5 | LPP5E4805 | KRON005 |  |  |  | Sep 15 2015 5:11PM
Seattle | Seattle -> IDC FLOOR 1 WEST -> SEAWEST1 IDC RACK4 | SEAWEST1 IDC RACK4 | RU#31 | 1U 24-Port RJ45 Patch Panel |  | Generic Patch Panel Icons | Patch Panel | 1U 24-Port RJ45 Patch Panel | PP184 |  |  |  | Sep 15 2015 5:11PM
Seattle | Seattle -> IDC FLOOR 1 WEST -> SEAWEST1 IDC RACK4 | SEAWEST1 IDC RACK4 | RU#24 | sttl011-wifisa |  | Cisco Systems | Catalyst 3560-X | WS-C3560X-24P-S | CISO892 | FDO1804R0GG |  |  | Sep 15 2015 5:25PM
Seattle | Seattle -> IDC FLOOR 1 WEST -> SEAWEST1 IDC RACK4 | SEAWEST1 IDC RACK4 | RU#22 | wireless |  | Generic Patch Panel Icons | Patch Panel | 1U 24-Port RJ45 Patch Panel | PP184 |  |  |  | Sep 15 2015 5:22PM
Seattle | Seattle -> IDC FLOOR 1 WEST -> SEAWEST1 IDC RACK5 | SEAWEST1 IDC RACK5 | RU#42 | IDC 4u fiber: |  | Siecor | FCC | FCC-048 | SIEC023 |  |  |  | Sep 15 2015 5:16PM
Seattle | Seattle -> IDC FLOOR 1 WEST -> SEAWEST1 IDC RACK5 | SEAWEST1 IDC RACK5 | RU#38 | IDC 4u fiber: |  | Siecor | FCC | FCC-048 | SIEC023 |  |  |  | Sep 15 2015 5:17PM
Seattle | Seattle -> IDC FLOOR 1 WEST -> SEAWEST1 IDC RACK5 | SEAWEST1 IDC RACK5 | RU#07 | IDC 4u fiber: |  | Siecor | FCC | FCC-048 | SIEC023 |  |  |  | Sep 15 2015 5:18PM
Seattle | Seattle -> IDC FLOOR 1 WEST -> SEAWEST1 IDC RACK5 | SEAWEST1 IDC RACK5 | RU#03 | IDC 4u fiber: |  | Siecor | FCC | FCC-048 | SIEC023 |  |  |  | Sep 15 2015 5:17PM
Seattle | Seattle -> IDC FLOOR 2 EAST -> SEAEAST2 IDC RACK1 | SEAEAST2 IDC RACK1 | RU#44 | idc 48 port copper patch panel |  | Krone | Category 5 | LPP5E4805 | KRON005 |  |  |  | Sep 15 2015 6:33PM
Seattle | Seattle -> IDC FLOOR 2 EAST -> SEAEAST2 IDC RACK1 | SEAEAST2 IDC RACK1 | RU#43 | IDC 1U Cable Manager |  | Generic Patch Panel Icons | Generic Patch Panel | 1U Cable Manager | PP195 |  |  |  | Sep 15 2015 6:33PM
Seattle | Seattle -> IDC FLOOR 2 EAST -> SEAEAST2 IDC RACK1 | SEAEAST2 IDC RACK1 | RU#41 | idc 48 port copper patch panel |  | Krone | Category 5 | LPP5E4805 | KRON005 |  |  |  | Sep 15 2015 6:33PM
Seattle | Seattle -> IDC FLOOR 2 EAST -> SEAEAST2 IDC RACK1 | SEAEAST2 IDC RACK1 | RU#40 | IDC 1U Cable Manager |  | Generic Patch Panel Icons | Generic Patch Panel | 1U Cable Manager | PP195 |  |  |  | Sep 15 2015 6:33PM
Seattle | Seattle -> IDC FLOOR 2 EAST -> SEAEAST2 IDC RACK1 | SEAEAST2 IDC RACK1 | RU#38 | idc 48 port copper patch panel |  | Krone | Category 5 | LPP5E4805 | KRON005 |  |  |  | Sep 15 2015 6:33PM
Seattle | Seattle -> IDC FLOOR 2 EAST -> SEAEAST2 IDC RACK1 | SEAEAST2 IDC RACK1 | RU#37 | IDC 1U Cable Manager |  | Generic Patch Panel Icons | Generic Patch Panel | 1U Cable Manager | PP195 |  |  |  | Sep 15 2015 6:33PM
Seattle | Seattle -> IDC FLOOR 2 EAST -> SEAEAST2 IDC RACK1 | SEAEAST2 IDC RACK1 | RU#35 | idc 48 port copper patch panel |  | Krone | Category 5 | LPP5E4805 | KRON005 |  |  |  | Sep 15 2015 6:33PM
Seattle | Seattle -> IDC FLOOR 2 EAST -> SEAEAST2 IDC RACK1 | SEAEAST2 IDC RACK1 | RU#34 | IDC 1U Cable Manager |  | Generic Patch Panel Icons | Generic Patch Panel | 1U Cable Manager | PP195 |  |  |  | Sep 15 2015 6:33PM
Seattle | Seattle -> IDC FLOOR 2 EAST -> SEAEAST2 IDC RACK1 | SEAEAST2 IDC RACK1 | RU#32 | idc 48 port copper patch panel |  | Krone | Category 5 | LPP5E4805 | KRON005 |  |  |  | Sep 15 2015 6:33PM
Seattle | Seattle -> IDC FLOOR 2 EAST -> SEAEAST2 IDC RACK1 | SEAEAST2 IDC RACK1 | RU#31 | IDC 1U Cable Manager |  | Generic Patch Panel Icons | Generic Patch Panel | 1U Cable Manager | PP195 |  |  |  | Sep 15 2015 6:33PM
Seattle | Seattle -> IDC FLOOR 2 EAST -> SEAEAST2 IDC RACK1 | SEAEAST2 IDC RACK1 | RU#29 | idc 48 port copper patch panel |  | Krone | Category 5 | LPP5E4805 | KRON005 |  |  |  | Sep 15 2015 6:33PM
Seattle | Seattle -> IDC FLOOR 2 EAST -> SEAEAST2 IDC RACK1 | SEAEAST2 IDC RACK1 | RU#28 | IDC 1U Cable Manager |  | Generic Patch Panel Icons | Generic Patch Panel | 1U Cable Manager | PP195 |  |  |  | Sep 15 2015 6:33PM
Seattle | Seattle -> IDC FLOOR 2 EAST -> SEAEAST2 IDC RACK1 | SEAEAST2 IDC RACK1 | RU#15 | av pc on a shelf |  | Krone | Category 5 | LPP5E4805 | KRON005 |  |  |  | Sep 15 2015 6:37PM
Seattle | Seattle -> IDC FLOOR 2 EAST -> SEAEAST2 IDC RACK1 | SEAEAST2 IDC RACK1 | RU#10 | PX2-5118R-V2 |  | Raritan Computer | Dominion PX II | PX2-5118R-V2 | RCI503 |  |  |  | Nov 6 2015 6:01PM
Seattle | Seattle -> IDC FLOOR 2 EAST -> SEAEAST2 IDC RACK1 | SEAEAST2 IDC RACK1 | RU#09 | PX2-5118R-V2 |  | Raritan Computer | Dominion PX II | PX2-5118R-V2 | RCI503 | QEC5950011 |  |  | Nov 6 2015 6:01PM
Seattle | Seattle -> IDC FLOOR 2 EAST -> SEAEAST2 IDC RACK1 | SEAEAST2 IDC RACK1 | RU#08 | PX2-5118R-V2 |  | Raritan Computer | Dominion PX II | PX2-5118R-V2 | RCI503 | QEC5950004 |  |  | Nov 6 2015 6:01PM
Seattle | Seattle -> IDC FLOOR 2 EAST -> SEAEAST2 IDC RACK1 | SEAEAST2 IDC RACK1 | RU#07 | PX2-5118R-V2 |  | Raritan Computer | Dominion PX II | PX2-5118R-V2 | RCI503 | QEC5950003 |  |  | Nov 6 2015 6:01PM
Seattle | Seattle -> IDC FLOOR 2 EAST -> SEAEAST2 IDC RACK1 | SEAEAST2 IDC RACK1 | RU#03 | IDC 4u fiber: |  | Siecor | FCC | FCC-048 | SIEC023 |  |  |  | Sep 15 2015 6:33PM
Seattle | Seattle -> IDC FLOOR 2 EAST -> SEAEAST2 IDC RACK2 | SEAEAST2 IDC RACK2 | RU#44 | idc 48 port copper patch panel |  | Krone | Category 5 | LPP5E4805 | KRON005 |  |  |  | Sep 15 2015 6:40PM
Seattle | Seattle -> IDC FLOOR 2 EAST -> SEAEAST2 IDC RACK2 | SEAEAST2 IDC RACK2 | RU#43 | IDC 1U Cable Manager |  | Generic Patch Panel Icons | Generic Patch Panel | 1U Cable Manager | PP195 |  |  |  | Sep 15 2015 6:40PM
Seattle | Seattle -> IDC FLOOR 2 EAST -> SEAEAST2 IDC RACK2 | SEAEAST2 IDC RACK2 | RU#41 | idc 48 port copper patch panel |  | Krone | Category 5 | LPP5E4805 | KRON005 |  |  |  | Sep 15 2015 6:40PM
Seattle | Seattle -> IDC FLOOR 2 EAST -> SEAEAST2 IDC RACK2 | SEAEAST2 IDC RACK2 | RU#40 | IDC 1U Cable Manager |  | Generic Patch Panel Icons | Generic Patch Panel | 1U Cable Manager | PP195 |  |  |  | Sep 15 2015 6:40PM
Seattle | Seattle -> IDC FLOOR 2 EAST -> SEAEAST2 IDC RACK2 | SEAEAST2 IDC RACK2 | RU#38 | idc 48 port copper patch panel |  | Krone | Category 5 | LPP5E4805 | KRON005 |  |  |  | Sep 15 2015 6:40PM
Seattle | Seattle -> IDC FLOOR 2 EAST -> SEAEAST2 IDC RACK2 | SEAEAST2 IDC RACK2 | RU#37 | IDC 1U Cable Manager |  | Generic Patch Panel Icons | Generic Patch Panel | 1U Cable Manager | PP195 |  |  |  | Sep 15 2015 6:40PM
Seattle | Seattle -> IDC FLOOR 2 EAST -> SEAEAST2 IDC RACK2 | SEAEAST2 IDC RACK2 | RU#35 | idc 48 port copper patch panel |  | Krone | Category 5 | LPP5E4805 | KRON005 |  |  |  | Sep 15 2015 6:40PM
Seattle | Seattle -> IDC FLOOR 2 EAST -> SEAEAST2 IDC RACK2 | SEAEAST2 IDC RACK2 | RU#34 | IDC 1U Cable Manager |  | Generic Patch Panel Icons | Generic Patch Panel | 1U Cable Manager | PP195 |  |  |  | Sep 15 2015 6:40PM
Seattle | Seattle -> IDC FLOOR 2 EAST -> SEAEAST2 IDC RACK2 | SEAEAST2 IDC RACK2 | RU#32 | idc 48 port copper patch panel |  | Krone | Category 5 | LPP5E4805 | KRON005 |  |  |  | Sep 15 2015 6:40PM
Seattle | Seattle -> IDC FLOOR 2 EAST -> SEAEAST2 IDC RACK2 | SEAEAST2 IDC RACK2 | RU#31 | IDC 1U Cable Manager |  | Generic Patch Panel Icons | Generic Patch Panel | 1U Cable Manager | PP195 |  |  |  | Sep 15 2015 6:40PM
Seattle | Seattle -> IDC FLOOR 2 EAST -> SEAEAST2 IDC RACK2 | SEAEAST2 IDC RACK2 | RU#29 | idc 48 port copper patch panel |  | Krone | Category 5 | LPP5E4805 | KRON005 |  |  |  | Sep 15 2015 6:40PM
Seattle | Seattle -> IDC FLOOR 2 EAST -> SEAEAST2 IDC RACK2 | SEAEAST2 IDC RACK2 | RU#28 | IDC 1U Cable Manager |  | Generic Patch Panel Icons | Generic Patch Panel | 1U Cable Manager | PP195 |  |  |  | Sep 15 2015 6:40PM
Seattle | Seattle -> IDC FLOOR 2 EAST -> SEAEAST2 IDC RACK2 | SEAEAST2 IDC RACK2 | RU#26 | idc 48 port copper patch panel |  | Krone | Category 5 | LPP5E4805 | KRON005 |  |  |  | Sep 15 2015 6:42PM
Seattle | Seattle -> IDC FLOOR 2 EAST -> SEAEAST2 IDC RACK2 | SEAEAST2 IDC RACK2 | RU#25 | IDC 1U Cable Manager |  | Generic Patch Panel Icons | Generic Patch Panel | 1U Cable Manager | PP195 |  |  |  | Sep 15 2015 6:43PM
Seattle | Seattle -> IDC FLOOR 2 EAST -> SEAEAST2 IDC RACK2 | SEAEAST2 IDC RACK2 | RU#23 | idc 48 port copper patch panel |  | Krone | Category 5 | LPP5E4805 | KRON005 |  |  |  | Sep 15 2015 6:43PM
Seattle | Seattle -> IDC FLOOR 2 EAST -> SEAEAST2 IDC RACK2 | SEAEAST2 IDC RACK2 | RU#08 | sea02esc |  | Cisco Systems | Catalyst 6500 | Catalyst 6509-E | CSSY001 | SMG1003N166 |  |  | Sep 15 2015 6:40PM
Seattle | Seattle -> IDC FLOOR 2 EAST -> SEAEAST2 IDC RACK2 | SEAEAST2 IDC RACK2 | RU#03 | IDC 4u fiber: |  | Siecor | FCC | FCC-048 | SIEC023 |  |  |  | Sep 15 2015 6:40PM
Seattle | Seattle -> IDC FLOOR 2 EAST -> SEAEAST2 IDC RACK3 | SEAEAST2 IDC RACK3 | RU#44 | idc 48 port copper patch panel |  | Krone | Category 5 | LPP5E4805 | KRON005 |  |  |  | Sep 16 2015 5:14PM
Seattle | Seattle -> IDC FLOOR 2 EAST -> SEAEAST2 IDC RACK3 | SEAEAST2 IDC RACK3 | RU#43 | IDC 1U Cable Manager |  | Generic Patch Panel Icons | Generic Patch Panel | 1U Cable Manager | PP195 |  |  |  | Sep 16 2015 5:14PM
Seattle | Seattle -> IDC FLOOR 2 EAST -> SEAEAST2 IDC RACK3 | SEAEAST2 IDC RACK3 | RU#41 | idc 48 port copper patch panel |  | Krone | Category 5 | LPP5E4805 | KRON005 |  |  |  | Sep 16 2015 5:14PM
Seattle | Seattle -> IDC FLOOR 2 EAST -> SEAEAST2 IDC RACK3 | SEAEAST2 IDC RACK3 | RU#40 | IDC 1U Cable Manager |  | Generic Patch Panel Icons | Generic Patch Panel | 1U Cable Manager | PP195 |  |  |  | Sep 16 2015 5:14PM
Seattle | Seattle -> IDC FLOOR 2 EAST -> SEAEAST2 IDC RACK3 | SEAEAST2 IDC RACK3 | RU#38 | idc 48 port copper patch panel |  | Krone | Category 5 | LPP5E4805 | KRON005 |  |  |  | Sep 16 2015 5:14PM
Seattle | Seattle -> IDC FLOOR 2 EAST -> SEAEAST2 IDC RACK3 | SEAEAST2 IDC RACK3 | RU#37 | IDC 1U Cable Manager |  | Generic Patch Panel Icons | Generic Patch Panel | 1U Cable Manager | PP195 |  |  |  | Sep 16 2015 5:14PM
Seattle | Seattle -> IDC FLOOR 2 EAST -> SEAEAST2 IDC RACK3 | SEAEAST2 IDC RACK3 | RU#35 | idc 48 port copper patch panel |  | Krone | Category 5 | LPP5E4805 | KRON005 |  |  |  | Sep 16 2015 5:14PM
Seattle | Seattle -> IDC FLOOR 2 EAST -> SEAEAST2 IDC RACK3 | SEAEAST2 IDC RACK3 | RU#34 | IDC 1U Cable Manager |  | Generic Patch Panel Icons | Generic Patch Panel | 1U Cable Manager | PP195 |  |  |  | Sep 16 2015 5:14PM
Seattle | Seattle -> IDC FLOOR 2 EAST -> SEAEAST2 IDC RACK3 | SEAEAST2 IDC RACK3 | RU#32 | idc 48 port copper patch panel |  | Krone | Category 5 | LPP5E4805 | KRON005 |  |  |  | Sep 16 2015 5:14PM
Seattle | Seattle -> IDC FLOOR 2 EAST -> SEAEAST2 IDC RACK3 | SEAEAST2 IDC RACK3 | RU#31 | IDC 1U Cable Manager |  | Generic Patch Panel Icons | Generic Patch Panel | 1U Cable Manager | PP195 |  |  |  | Sep 16 2015 5:14PM
Seattle | Seattle -> IDC FLOOR 2 EAST -> SEAEAST2 IDC RACK3 | SEAEAST2 IDC RACK3 | RU#29 | idc 48 port copper patch panel |  | Krone | Category 5 | LPP5E4805 | KRON005 |  |  |  | Sep 16 2015 5:14PM
Seattle | Seattle -> IDC FLOOR 2 EAST -> SEAEAST2 IDC RACK3 | SEAEAST2 IDC RACK3 | RU#28 | IDC 1U Cable Manager |  | Generic Patch Panel Icons | Generic Patch Panel | 1U Cable Manager | PP195 |  |  |  | Sep 16 2015 5:14PM
Seattle | Seattle -> IDC FLOOR 2 EAST -> SEAEAST2 IDC RACK3 | SEAEAST2 IDC RACK3 | RU#26 | idc 48 port copper patch panel |  | Krone | Category 5 | LPP5E4805 | KRON005 |  |  |  | Sep 16 2015 5:14PM
Seattle | Seattle -> IDC FLOOR 2 EAST -> SEAEAST2 IDC RACK3 | SEAEAST2 IDC RACK3 | RU#25 | IDC 1U Cable Manager |  | Generic Patch Panel Icons | Generic Patch Panel | 1U Cable Manager | PP195 |  |  |  | Sep 16 2015 5:14PM
Seattle | Seattle -> IDC FLOOR 2 EAST -> SEAEAST2 IDC RACK3 | SEAEAST2 IDC RACK3 | RU#23 | idc 48 port copper patch panel |  | Krone | Category 5 | LPP5E4805 | KRON005 |  |  |  | Sep 16 2015 5:14PM
Seattle | Seattle -> IDC FLOOR 2 EAST -> SEAEAST2 IDC RACK3 | SEAEAST2 IDC RACK3 | RU#08 | sea02esb |  | Cisco Systems | Catalyst 6500 | Catalyst 6509-E | CSSY001 | SMG1210N7GV |  |  | Sep 16 2015 5:14PM
Seattle | Seattle -> IDC FLOOR 2 EAST -> SEAEAST2 IDC RACK3 | SEAEAST2 IDC RACK3 | RU#03 | IDC 4u fiber: |  | Siecor | FCC | FCC-048 | SIEC023 |  |  |  | Sep 16 2015 5:14PM
Seattle | Seattle -> IDC FLOOR 2 EAST -> SEAEAST2 IDC RACK4 | SEAEAST2 IDC RACK4 | RU#44 | idc 48 port copper patch panel |  | Krone | Category 5 | LPP5E4805 | KRON005 |  |  |  | Sep 16 2015 5:18PM
Seattle | Seattle -> IDC FLOOR 2 EAST -> SEAEAST2 IDC RACK4 | SEAEAST2 IDC RACK4 | RU#43 | IDC 1U Cable Manager |  | Generic Patch Panel Icons | Generic Patch Panel | 1U Cable Manager | PP195 |  |  |  | Sep 16 2015 5:18PM
Seattle | Seattle -> IDC FLOOR 2 EAST -> SEAEAST2 IDC RACK4 | SEAEAST2 IDC RACK4 | RU#41 | idc 48 port copper patch panel |  | Krone | Category 5 | LPP5E4805 | KRON005 |  |  |  | Sep 16 2015 5:18PM
Seattle | Seattle -> IDC FLOOR 2 EAST -> SEAEAST2 IDC RACK4 | SEAEAST2 IDC RACK4 | RU#40 | IDC 1U Cable Manager |  | Generic Patch Panel Icons | Generic Patch Panel | 1U Cable Manager | PP195 |  |  |  | Sep 16 2015 5:18PM
Seattle | Seattle -> IDC FLOOR 2 EAST -> SEAEAST2 IDC RACK4 | SEAEAST2 IDC RACK4 | RU#38 | idc 48 port copper patch panel |  | Krone | Category 5 | LPP5E4805 | KRON005 |  |  |  | Sep 16 2015 5:18PM
Seattle | Seattle -> IDC FLOOR 2 EAST -> SEAEAST2 IDC RACK4 | SEAEAST2 IDC RACK4 | RU#37 | IDC 1U Cable Manager |  | Generic Patch Panel Icons | Generic Patch Panel | 1U Cable Manager | PP195 |  |  |  | Sep 16 2015 5:18PM
Seattle | Seattle -> IDC FLOOR 2 EAST -> SEAEAST2 IDC RACK4 | SEAEAST2 IDC RACK4 | RU#35 | idc 48 port copper patch panel |  | Krone | Category 5 | LPP5E4805 | KRON005 |  |  |  | Sep 16 2015 5:18PM
Seattle | Seattle -> IDC FLOOR 2 EAST -> SEAEAST2 IDC RACK4 | SEAEAST2 IDC RACK4 | RU#34 | IDC 1U Cable Manager |  | Generic Patch Panel Icons | Generic Patch Panel | 1U Cable Manager | PP195 |  |  |  | Sep 16 2015 5:18PM
Seattle | Seattle -> IDC FLOOR 2 EAST -> SEAEAST2 IDC RACK4 | SEAEAST2 IDC RACK4 | RU#32 | idc 48 port copper patch panel |  | Krone | Category 5 | LPP5E4805 | KRON005 |  |  |  | Sep 16 2015 5:18PM
Seattle | Seattle -> IDC FLOOR 2 EAST -> SEAEAST2 IDC RACK4 | SEAEAST2 IDC RACK4 | RU#31 | IDC 1U Cable Manager |  | Generic Patch Panel Icons | Generic Patch Panel | 1U Cable Manager | PP195 |  |  |  | Sep 16 2015 5:18PM
Seattle | Seattle -> IDC FLOOR 2 EAST -> SEAEAST2 IDC RACK4 | SEAEAST2 IDC RACK4 | RU#29 | idc 48 port copper patch panel |  | Krone | Category 5 | LPP5E4805 | KRON005 |  |  |  | Sep 16 2015 5:18PM
Seattle | Seattle -> IDC FLOOR 2 EAST -> SEAEAST2 IDC RACK4 | SEAEAST2 IDC RACK4 | RU#28 | IDC 1U Cable Manager |  | Generic Patch Panel Icons | Generic Patch Panel | 1U Cable Manager | PP195 |  |  |  | Sep 16 2015 5:18PM
Seattle | Seattle -> IDC FLOOR 2 EAST -> SEAEAST2 IDC RACK4 | SEAEAST2 IDC RACK4 | RU#26 | idc 48 port copper patch panel |  | Krone | Category 5 | LPP5E4805 | KRON005 |  |  |  | Sep 16 2015 5:18PM
Seattle | Seattle -> IDC FLOOR 2 EAST -> SEAEAST2 IDC RACK4 | SEAEAST2 IDC RACK4 | RU#25 | IDC 1U Cable Manager |  | Generic Patch Panel Icons | Generic Patch Panel | 1U Cable Manager | PP195 |  |  |  | Sep 16 2015 5:18PM
Seattle | Seattle -> IDC FLOOR 2 EAST -> SEAEAST2 IDC RACK4 | SEAEAST2 IDC RACK4 | RU#23 | idc 48 port copper patch panel |  | Krone | Category 5 | LPP5E4805 | KRON005 |  |  |  | Sep 16 2015 5:18PM
Seattle | Seattle -> IDC FLOOR 2 EAST -> SEAEAST2 IDC RACK4 | SEAEAST2 IDC RACK4 | RU#08 | sea02esa |  | Cisco Systems | Catalyst 6500 | Catalyst 6509-E | CSSY001 | SMG1206N3WW |  |  | Sep 16 2015 5:18PM
Seattle | Seattle -> IDC FLOOR 2 EAST -> SEAEAST2 IDC RACK4 | SEAEAST2 IDC RACK4 | RU#03 | IDC 4u fiber: |  | Siecor | FCC | FCC-048 | SIEC023 |  |  |  | Sep 16 2015 5:18PM
Seattle | Seattle -> IDC FLOOR 2 EAST -> SEAEAST2 IDC RACK5 | SEAEAST2 IDC RACK5 | RU#42 | IDC 4u fiber: |  | Siecor | FCC | FCC-048 | SIEC023 |  |  |  | Sep 16 2015 5:21PM
Seattle | Seattle -> IDC FLOOR 2 EAST -> SEAEAST2 IDC RACK5 | SEAEAST2 IDC RACK5 | RU#38 | IDC 4u fiber: |  | Siecor | FCC | FCC-048 | SIEC023 |  |  |  | Sep 16 2015 5:21PM
Seattle | Seattle -> IDC FLOOR 2 EAST -> SEAEAST2 IDC RACK5 | SEAEAST2 IDC RACK5 | RU#36 | Camera patch |  | Generic Patch Panel Icons | Patch Panel | 1U 24-Port RJ45 Patch Panel | PP184 |  |  |  | Sep 16 2015 5:21PM
Seattle | Seattle -> IDC FLOOR 2 EAST -> SEAEAST2 IDC RACK5 | SEAEAST2 IDC RACK5 | RU#34 | sttl02E-wifisa |  | Cisco Systems | Catalyst 3560-X | WS-C3560X-24P-S | CISO892 | FDO1804R0GF | 100209684 |  | Sep 16 2015 5:24PM
Seattle | Seattle -> IDC FLOOR 2 EAST -> SEAEAST2 IDC RACK5 | SEAEAST2 IDC RACK5 | RU#32 | IDC 1U Cable Manager |  | Generic Patch Panel Icons | Generic Patch Panel | 1U Cable Manager | PP195 |  |  |  | Sep 16 2015 5:28PM
Seattle | Seattle -> IDC FLOOR 2 EAST -> SEAEAST2 IDC RACK5 | SEAEAST2 IDC RACK5 | RU#23 | IDC 4u fiber: |  | Siecor | FCC | FCC-048 | SIEC023 |  |  |  | Sep 16 2015 5:23PM
Seattle | Seattle -> IDC FLOOR 2 EAST -> SEAEAST2 IDC RACK5 | SEAEAST2 IDC RACK5 | RU#19 | IDC 4u fiber: |  | Siecor | FCC | FCC-048 | SIEC023 |  |  |  | Sep 16 2015 5:23PM
Seattle | Seattle -> IDC FLOOR 2 EAST -> SEAEAST2 IDC RACK5 | SEAEAST2 IDC RACK5 | RU#15 | IDC 4u fiber: |  | Siecor | FCC | FCC-048 | SIEC023 |  |  |  | Sep 16 2015 5:22PM
Seattle | Seattle -> IDC FLOOR 2 EAST -> SEAEAST2 IDC RACK5 | SEAEAST2 IDC RACK5 | RU#11 | IDC 4u fiber: |  | Siecor | FCC | FCC-048 | SIEC023 |  |  |  | Sep 16 2015 5:21PM
Seattle | Seattle -> IDC FLOOR 2 EAST -> SEAEAST2 IDC RACK5 | SEAEAST2 IDC RACK5 | RU#07 | IDC 4u fiber: |  | Siecor | FCC | FCC-048 | SIEC023 |  |  |  | Sep 16 2015 5:21PM
Seattle | Seattle -> IDC FLOOR 2 EAST -> SEAEAST2 IDC RACK5 | SEAEAST2 IDC RACK5 | RU#03 | IDC 4u fiber: |  | Siecor | FCC | FCC-048 | SIEC023 |  |  |  | Sep 16 2015 5:21PM
Seattle | Seattle -> IDC FLOOR 2 WEST -> SEAWEST2 IDC RACK1 | SEAWEST2 IDC RACK1 | RU#44 | idc 48 port copper patch panel |  | Krone | Category 5 | LPP5E4805 | KRON005 |  |  |  | Sep 16 2015 5:36PM
Seattle | Seattle -> IDC FLOOR 2 WEST -> SEAWEST2 IDC RACK1 | SEAWEST2 IDC RACK1 | RU#43 | IDC 1U Cable Manager |  | Generic Patch Panel Icons | Generic Patch Panel | 1U Cable Manager | PP195 |  |  |  | Sep 16 2015 5:36PM
Seattle | Seattle -> IDC FLOOR 2 WEST -> SEAWEST2 IDC RACK1 | SEAWEST2 IDC RACK1 | RU#41 | idc 48 port copper patch panel |  | Krone | Category 5 | LPP5E4805 | KRON005 |  |  |  | Sep 16 2015 5:36PM
Seattle | Seattle -> IDC FLOOR 2 WEST -> SEAWEST2 IDC RACK1 | SEAWEST2 IDC RACK1 | RU#40 | IDC 1U Cable Manager |  | Generic Patch Panel Icons | Generic Patch Panel | 1U Cable Manager | PP195 |  |  |  | Sep 16 2015 5:36PM
Seattle | Seattle -> IDC FLOOR 2 WEST -> SEAWEST2 IDC RACK1 | SEAWEST2 IDC RACK1 | RU#38 | idc 48 port copper patch panel |  | Krone | Category 5 | LPP5E4805 | KRON005 |  |  |  | Sep 16 2015 5:36PM
Seattle | Seattle -> IDC FLOOR 2 WEST -> SEAWEST2 IDC RACK1 | SEAWEST2 IDC RACK1 | RU#37 | IDC 1U Cable Manager |  | Generic Patch Panel Icons | Generic Patch Panel | 1U Cable Manager | PP195 |  |  |  | Sep 16 2015 5:36PM
Seattle | Seattle -> IDC FLOOR 2 WEST -> SEAWEST2 IDC RACK1 | SEAWEST2 IDC RACK1 | RU#34 | idc 48 port copper patch panel |  | Krone | Category 5 | LPP5E4805 | KRON005 |  |  |  | Sep 16 2015 5:36PM
Seattle | Seattle -> IDC FLOOR 2 WEST -> SEAWEST2 IDC RACK1 | SEAWEST2 IDC RACK1 | RU#33 | IDC 1U Cable Manager |  | Generic Patch Panel Icons | Generic Patch Panel | 1U Cable Manager | PP195 |  |  |  | Sep 16 2015 5:36PM
Seattle | Seattle -> IDC FLOOR 2 WEST -> SEAWEST2 IDC RACK1 | SEAWEST2 IDC RACK1 | RU#31 | idc 48 port copper patch panel |  | Krone | Category 5 | LPP5E4805 | KRON005 |  |  |  | Sep 16 2015 5:36PM
Seattle | Seattle -> IDC FLOOR 2 WEST -> SEAWEST2 IDC RACK1 | SEAWEST2 IDC RACK1 | RU#30 | IDC 1U Cable Manager |  | Generic Patch Panel Icons | Generic Patch Panel | 1U Cable Manager | PP195 |  |  |  | Sep 16 2015 5:36PM
Seattle | Seattle -> IDC FLOOR 2 WEST -> SEAWEST2 IDC RACK1 | SEAWEST2 IDC RACK1 | RU#24 | idc 48 port copper patch panel |  | Krone | Category 5 | LPP5E4805 | KRON005 |  |  |  | Sep 16 2015 5:36PM
Seattle | Seattle -> IDC FLOOR 2 WEST -> SEAWEST2 IDC RACK1 | SEAWEST2 IDC RACK1 | RU#15 | av pc on a shelf |  | Krone | Category 5 | LPP5E4805 | KRON005 |  |  |  | Sep 16 2015 5:36PM
Seattle | Seattle -> IDC FLOOR 2 WEST -> SEAWEST2 IDC RACK1 | SEAWEST2 IDC RACK1 | RU#10 | PX2-5118R-V2 |  | Raritan Computer | Dominion PX II | PX2-5118R-V2 | RCI503 |  |  |  | Nov 6 2015 1:29PM
Seattle | Seattle -> IDC FLOOR 2 WEST -> SEAWEST2 IDC RACK1 | SEAWEST2 IDC RACK1 | RU#09 | PX2-5118R-V2 |  | Raritan Computer | Dominion PX II | PX2-5118R-V2 | RCI503 | QEC5950016 |  |  | Nov 6 2015 1:29PM
Seattle | Seattle -> IDC FLOOR 2 WEST -> SEAWEST2 IDC RACK1 | SEAWEST2 IDC RACK1 | RU#08 | PX2-5118R-V2 |  | Raritan Computer | Dominion PX II | PX2-5118R-V2 | RCI503 | QEC5950010 |  |  | Nov 6 2015 1:29PM
Seattle | Seattle -> IDC FLOOR 2 WEST -> SEAWEST2 IDC RACK1 | SEAWEST2 IDC RACK1 | RU#07 | PX2-5118R-V2 |  | Raritan Computer | Dominion PX II | PX2-5118R-V2 | RCI503 | QEC5950009 |  |  | Nov 6 2015 1:29PM
Seattle | Seattle -> IDC FLOOR 2 WEST -> SEAWEST2 IDC RACK1 | SEAWEST2 IDC RACK1 | RU#03 | IDC 4u fiber: |  | Siecor | FCC | FCC-048 | SIEC023 |  |  |  | Sep 16 2015 5:36PM
Seattle | Seattle -> IDC FLOOR 2 WEST -> SEAWEST2 IDC RACK2 | SEAWEST2 IDC RACK2 | RU#44 | idc 48 port copper patch panel |  | Krone | Category 5 | LPP5E4805 | KRON005 |  |  |  | Sep 16 2015 5:40PM
Seattle | Seattle -> IDC FLOOR 2 WEST -> SEAWEST2 IDC RACK2 | SEAWEST2 IDC RACK2 | RU#43 | IDC 1U Cable Manager |  | Generic Patch Panel Icons | Generic Patch Panel | 1U Cable Manager | PP195 |  |  |  | Sep 16 2015 5:40PM
Seattle | Seattle -> IDC FLOOR 2 WEST -> SEAWEST2 IDC RACK2 | SEAWEST2 IDC RACK2 | RU#41 | idc 48 port copper patch panel |  | Krone | Category 5 | LPP5E4805 | KRON005 |  |  |  | Sep 16 2015 5:40PM
Seattle | Seattle -> IDC FLOOR 2 WEST -> SEAWEST2 IDC RACK2 | SEAWEST2 IDC RACK2 | RU#40 | IDC 1U Cable Manager |  | Generic Patch Panel Icons | Generic Patch Panel | 1U Cable Manager | PP195 |  |  |  | Sep 16 2015 5:40PM
Seattle | Seattle -> IDC FLOOR 2 WEST -> SEAWEST2 IDC RACK2 | SEAWEST2 IDC RACK2 | RU#38 | idc 48 port copper patch panel |  | Krone | Category 5 | LPP5E4805 | KRON005 |  |  |  | Sep 16 2015 5:40PM
Seattle | Seattle -> IDC FLOOR 2 WEST -> SEAWEST2 IDC RACK2 | SEAWEST2 IDC RACK2 | RU#37 | IDC 1U Cable Manager |  | Generic Patch Panel Icons | Generic Patch Panel | 1U Cable Manager | PP195 |  |  |  | Sep 16 2015 5:40PM
Seattle | Seattle -> IDC FLOOR 2 WEST -> SEAWEST2 IDC RACK2 | SEAWEST2 IDC RACK2 | RU#35 | idc 48 port copper patch panel |  | Krone | Category 5 | LPP5E4805 | KRON005 |  |  |  | Sep 16 2015 5:40PM
Seattle | Seattle -> IDC FLOOR 2 WEST -> SEAWEST2 IDC RACK2 | SEAWEST2 IDC RACK2 | RU#34 | IDC 1U Cable Manager |  | Generic Patch Panel Icons | Generic Patch Panel | 1U Cable Manager | PP195 |  |  |  | Sep 16 2015 5:40PM
Seattle | Seattle -> IDC FLOOR 2 WEST -> SEAWEST2 IDC RACK2 | SEAWEST2 IDC RACK2 | RU#32 | idc 48 port copper patch panel |  | Krone | Category 5 | LPP5E4805 | KRON005 |  |  |  | Sep 16 2015 5:40PM
Seattle | Seattle -> IDC FLOOR 2 WEST -> SEAWEST2 IDC RACK2 | SEAWEST2 IDC RACK2 | RU#31 | IDC 1U Cable Manager |  | Generic Patch Panel Icons | Generic Patch Panel | 1U Cable Manager | PP195 |  |  |  | Sep 16 2015 5:40PM
Seattle | Seattle -> IDC FLOOR 2 WEST -> SEAWEST2 IDC RACK2 | SEAWEST2 IDC RACK2 | RU#29 | idc 48 port copper patch panel |  | Krone | Category 5 | LPP5E4805 | KRON005 |  |  |  | Sep 16 2015 5:40PM
Seattle | Seattle -> IDC FLOOR 2 WEST -> SEAWEST2 IDC RACK2 | SEAWEST2 IDC RACK2 | RU#28 | IDC 1U Cable Manager |  | Generic Patch Panel Icons | Generic Patch Panel | 1U Cable Manager | PP195 |  |  |  | Sep 16 2015 5:40PM
Seattle | Seattle -> IDC FLOOR 2 WEST -> SEAWEST2 IDC RACK2 | SEAWEST2 IDC RACK2 | RU#26 | idc 48 port copper patch panel |  | Krone | Category 5 | LPP5E4805 | KRON005 |  |  |  | Sep 16 2015 5:40PM
Seattle | Seattle -> IDC FLOOR 2 WEST -> SEAWEST2 IDC RACK2 | SEAWEST2 IDC RACK2 | RU#25 | IDC 1U Cable Manager |  | Generic Patch Panel Icons | Generic Patch Panel | 1U Cable Manager | PP195 |  |  |  | Sep 16 2015 5:40PM
Seattle | Seattle -> IDC FLOOR 2 WEST -> SEAWEST2 IDC RACK2 | SEAWEST2 IDC RACK2 | RU#23 | idc 48 port copper patch panel |  | Krone | Category 5 | LPP5E4805 | KRON005 |  |  |  | Sep 16 2015 5:40PM
Seattle | Seattle -> IDC FLOOR 2 WEST -> SEAWEST2 IDC RACK2 | SEAWEST2 IDC RACK2 | RU#08 | sea02wsc |  | Cisco Systems | Catalyst 6500 | Catalyst 6509-E | CSSY001 | SMG1205N31M |  |  | Sep 16 2015 5:40PM
Seattle | Seattle -> IDC FLOOR 2 WEST -> SEAWEST2 IDC RACK2 | SEAWEST2 IDC RACK2 | RU#03 | IDC 4u fiber: |  | Siecor | FCC | FCC-048 | SIEC023 |  |  |  | Sep 16 2015 5:40PM
Seattle | Seattle -> IDC FLOOR 2 WEST -> SEAWEST2 IDC RACK3 | SEAWEST2 IDC RACK3 | RU#44 | idc 48 port copper patch panel |  | Krone | Category 5 | LPP5E4805 | KRON005 |  |  |  | Sep 16 2015 5:44PM
Seattle | Seattle -> IDC FLOOR 2 WEST -> SEAWEST2 IDC RACK3 | SEAWEST2 IDC RACK3 | RU#43 | IDC 1U Cable Manager |  | Generic Patch Panel Icons | Generic Patch Panel | 1U Cable Manager | PP195 |  |  |  | Sep 16 2015 5:44PM
Seattle | Seattle -> IDC FLOOR 2 WEST -> SEAWEST2 IDC RACK3 | SEAWEST2 IDC RACK3 | RU#41 | idc 48 port copper patch panel |  | Krone | Category 5 | LPP5E4805 | KRON005 |  |  |  | Sep 16 2015 5:44PM
Seattle | Seattle -> IDC FLOOR 2 WEST -> SEAWEST2 IDC RACK3 | SEAWEST2 IDC RACK3 | RU#40 | IDC 1U Cable Manager |  | Generic Patch Panel Icons | Generic Patch Panel | 1U Cable Manager | PP195 |  |  |  | Sep 16 2015 5:44PM
Seattle | Seattle -> IDC FLOOR 2 WEST -> SEAWEST2 IDC RACK3 | SEAWEST2 IDC RACK3 | RU#38 | idc 48 port copper patch panel |  | Krone | Category 5 | LPP5E4805 | KRON005 |  |  |  | Sep 16 2015 5:44PM
Seattle | Seattle -> IDC FLOOR 2 WEST -> SEAWEST2 IDC RACK3 | SEAWEST2 IDC RACK3 | RU#37 | IDC 1U Cable Manager |  | Generic Patch Panel Icons | Generic Patch Panel | 1U Cable Manager | PP195 |  |  |  | Sep 16 2015 5:44PM
Seattle | Seattle -> IDC FLOOR 2 WEST -> SEAWEST2 IDC RACK3 | SEAWEST2 IDC RACK3 | RU#35 | idc 48 port copper patch panel |  | Krone | Category 5 | LPP5E4805 | KRON005 |  |  |  | Sep 16 2015 5:44PM
Seattle | Seattle -> IDC FLOOR 2 WEST -> SEAWEST2 IDC RACK3 | SEAWEST2 IDC RACK3 | RU#34 | IDC 1U Cable Manager |  | Generic Patch Panel Icons | Generic Patch Panel | 1U Cable Manager | PP195 |  |  |  | Sep 16 2015 5:44PM
Seattle | Seattle -> IDC FLOOR 2 WEST -> SEAWEST2 IDC RACK3 | SEAWEST2 IDC RACK3 | RU#32 | idc 48 port copper patch panel |  | Krone | Category 5 | LPP5E4805 | KRON005 |  |  |  | Sep 16 2015 5:44PM
Seattle | Seattle -> IDC FLOOR 2 WEST -> SEAWEST2 IDC RACK3 | SEAWEST2 IDC RACK3 | RU#31 | IDC 1U Cable Manager |  | Generic Patch Panel Icons | Generic Patch Panel | 1U Cable Manager | PP195 |  |  |  | Sep 16 2015 5:44PM
Seattle | Seattle -> IDC FLOOR 2 WEST -> SEAWEST2 IDC RACK3 | SEAWEST2 IDC RACK3 | RU#29 | idc 48 port copper patch panel |  | Krone | Category 5 | LPP5E4805 | KRON005 |  |  |  | Sep 16 2015 5:44PM
Seattle | Seattle -> IDC FLOOR 2 WEST -> SEAWEST2 IDC RACK3 | SEAWEST2 IDC RACK3 | RU#28 | IDC 1U Cable Manager |  | Generic Patch Panel Icons | Generic Patch Panel | 1U Cable Manager | PP195 |  |  |  | Sep 16 2015 5:44PM
Seattle | Seattle -> IDC FLOOR 2 WEST -> SEAWEST2 IDC RACK3 | SEAWEST2 IDC RACK3 | RU#26 | idc 48 port copper patch panel |  | Krone | Category 5 | LPP5E4805 | KRON005 |  |  |  | Sep 16 2015 5:44PM
Seattle | Seattle -> IDC FLOOR 2 WEST -> SEAWEST2 IDC RACK3 | SEAWEST2 IDC RACK3 | RU#25 | IDC 1U Cable Manager |  | Generic Patch Panel Icons | Generic Patch Panel | 1U Cable Manager | PP195 |  |  |  | Sep 16 2015 5:44PM
Seattle | Seattle -> IDC FLOOR 2 WEST -> SEAWEST2 IDC RACK3 | SEAWEST2 IDC RACK3 | RU#23 | idc 48 port copper patch panel |  | Krone | Category 5 | LPP5E4805 | KRON005 |  |  |  | Sep 16 2015 5:44PM
Seattle | Seattle -> IDC FLOOR 2 WEST -> SEAWEST2 IDC RACK3 | SEAWEST2 IDC RACK3 | RU#08 | sea02wsb |  | Cisco Systems | Catalyst 6500 | Catalyst 6509-E | CSSY001 | SMG1210N7GZ |  |  | Sep 16 2015 5:44PM
Seattle | Seattle -> IDC FLOOR 2 WEST -> SEAWEST2 IDC RACK3 | SEAWEST2 IDC RACK3 | RU#03 | IDC 4u fiber: |  | Siecor | FCC | FCC-048 | SIEC023 |  |  |  | Sep 16 2015 5:44PM
Seattle | Seattle -> IDC FLOOR 2 WEST -> SEAWEST2 IDC RACK4 | SEAWEST2 IDC RACK4 | RU#44 | idc 48 port copper patch panel |  | Krone | Category 5 | LPP5E4805 | KRON005 |  |  |  | Sep 16 2015 5:47PM
Seattle | Seattle -> IDC FLOOR 2 WEST -> SEAWEST2 IDC RACK4 | SEAWEST2 IDC RACK4 | RU#43 | IDC 1U Cable Manager |  | Generic Patch Panel Icons | Generic Patch Panel | 1U Cable Manager | PP195 |  |  |  | Sep 16 2015 5:47PM
Seattle | Seattle -> IDC FLOOR 2 WEST -> SEAWEST2 IDC RACK4 | SEAWEST2 IDC RACK4 | RU#41 | idc 48 port copper patch panel |  | Krone | Category 5 | LPP5E4805 | KRON005 |  |  |  | Sep 16 2015 5:47PM
Seattle | Seattle -> IDC FLOOR 2 WEST -> SEAWEST2 IDC RACK4 | SEAWEST2 IDC RACK4 | RU#40 | IDC 1U Cable Manager |  | Generic Patch Panel Icons | Generic Patch Panel | 1U Cable Manager | PP195 |  |  |  | Sep 16 2015 5:47PM
Seattle | Seattle -> IDC FLOOR 2 WEST -> SEAWEST2 IDC RACK4 | SEAWEST2 IDC RACK4 | RU#38 | idc 48 port copper patch panel |  | Krone | Category 5 | LPP5E4805 | KRON005 |  |  |  | Sep 16 2015 5:47PM
Seattle | Seattle -> IDC FLOOR 2 WEST -> SEAWEST2 IDC RACK4 | SEAWEST2 IDC RACK4 | RU#37 | IDC 1U Cable Manager |  | Generic Patch Panel Icons | Generic Patch Panel | 1U Cable Manager | PP195 |  |  |  | Sep 16 2015 5:47PM
Seattle | Seattle -> IDC FLOOR 2 WEST -> SEAWEST2 IDC RACK4 | SEAWEST2 IDC RACK4 | RU#35 | idc 48 port copper patch panel |  | Krone | Category 5 | LPP5E4805 | KRON005 |  |  |  | Sep 16 2015 5:47PM
Seattle | Seattle -> IDC FLOOR 2 WEST -> SEAWEST2 IDC RACK4 | SEAWEST2 IDC RACK4 | RU#34 | IDC 1U Cable Manager |  | Generic Patch Panel Icons | Generic Patch Panel | 1U Cable Manager | PP195 |  |  |  | Sep 16 2015 5:47PM
Seattle | Seattle -> IDC FLOOR 2 WEST -> SEAWEST2 IDC RACK4 | SEAWEST2 IDC RACK4 | RU#32 | idc 48 port copper patch panel |  | Krone | Category 5 | LPP5E4805 | KRON005 |  |  |  | Sep 16 2015 5:47PM
Seattle | Seattle -> IDC FLOOR 2 WEST -> SEAWEST2 IDC RACK4 | SEAWEST2 IDC RACK4 | RU#31 | IDC 1U Cable Manager |  | Generic Patch Panel Icons | Generic Patch Panel | 1U Cable Manager | PP195 |  |  |  | Sep 16 2015 5:47PM
Seattle | Seattle -> IDC FLOOR 2 WEST -> SEAWEST2 IDC RACK4 | SEAWEST2 IDC RACK4 | RU#29 | idc 48 port copper patch panel |  | Krone | Category 5 | LPP5E4805 | KRON005 |  |  |  | Sep 16 2015 5:47PM
Seattle | Seattle -> IDC FLOOR 2 WEST -> SEAWEST2 IDC RACK4 | SEAWEST2 IDC RACK4 | RU#28 | IDC 1U Cable Manager |  | Generic Patch Panel Icons | Generic Patch Panel | 1U Cable Manager | PP195 |  |  |  | Sep 16 2015 5:47PM
Seattle | Seattle -> IDC FLOOR 2 WEST -> SEAWEST2 IDC RACK4 | SEAWEST2 IDC RACK4 | RU#26 | idc 48 port copper patch panel |  | Krone | Category 5 | LPP5E4805 | KRON005 |  |  |  | Sep 16 2015 5:47PM
Seattle | Seattle -> IDC FLOOR 2 WEST -> SEAWEST2 IDC RACK4 | SEAWEST2 IDC RACK4 | RU#25 | IDC 1U Cable Manager |  | Generic Patch Panel Icons | Generic Patch Panel | 1U Cable Manager | PP195 |  |  |  | Sep 16 2015 5:47PM
Seattle | Seattle -> IDC FLOOR 2 WEST -> SEAWEST2 IDC RACK4 | SEAWEST2 IDC RACK4 | RU#23 | idc 48 port copper patch panel |  | Krone | Category 5 | LPP5E4805 | KRON005 |  |  |  | Sep 16 2015 5:47PM
Seattle | Seattle -> IDC FLOOR 2 WEST -> SEAWEST2 IDC RACK4 | SEAWEST2 IDC RACK4 | RU#08 | sea02wsa |  | Cisco Systems | Catalyst 6500 | Catalyst 6509-E | CSSY001 | SMG1206N3WZ |  |  | Sep 16 2015 5:47PM
Seattle | Seattle -> IDC FLOOR 2 WEST -> SEAWEST2 IDC RACK4 | SEAWEST2 IDC RACK4 | RU#03 | IDC 4u fiber: |  | Siecor | FCC | FCC-048 | SIEC023 |  |  |  | Sep 16 2015 5:47PM
Seattle | Seattle -> IDC FLOOR 2 WEST -> SEAWEST2 IDC RACK5 | SEAWEST2 IDC RACK5 | RU#42 | IDC 4u fiber: |  | Siecor | FCC | FCC-048 | SIEC023 |  |  |  | Sep 16 2015 5:49PM
Seattle | Seattle -> IDC FLOOR 2 WEST -> SEAWEST2 IDC RACK5 | SEAWEST2 IDC RACK5 | RU#38 | IDC 4u fiber: |  | Siecor | FCC | FCC-048 | SIEC023 |  |  |  | Sep 16 2015 5:49PM
Seattle | Seattle -> IDC FLOOR 2 WEST -> SEAWEST2 IDC RACK5 | SEAWEST2 IDC RACK5 | RU#34 | sttl02W-wifisa |  | Cisco Systems | Catalyst 3560-X | WS-C3560X-24P-S | CISO892 | FDO1804R0FA |  |  | Sep 16 2015 5:49PM
Seattle | Seattle -> IDC FLOOR 2 WEST -> SEAWEST2 IDC RACK5 | SEAWEST2 IDC RACK5 | RU#30 | Wireless patch |  | Generic Patch Panel Icons | Patch Panel | 1U 24-Port RJ45 Patch Panel | PP184 |  |  |  | Sep 16 2015 5:49PM
Seattle | Seattle -> IDC FLOOR 2 WEST -> SEAWEST2 IDC RACK5 | SEAWEST2 IDC RACK5 | RU#23 | IDC 4u fiber: |  | Siecor | FCC | FCC-048 | SIEC023 |  |  |  | Sep 16 2015 5:49PM
Seattle | Seattle -> IDC FLOOR 2 WEST -> SEAWEST2 IDC RACK5 | SEAWEST2 IDC RACK5 | RU#19 | IDC 4u fiber: |  | Siecor | FCC | FCC-048 | SIEC023 |  |  |  | Sep 16 2015 5:49PM
Seattle | Seattle -> IDC FLOOR 2 WEST -> SEAWEST2 IDC RACK5 | SEAWEST2 IDC RACK5 | RU#15 | IDC 4u fiber: |  | Siecor | FCC | FCC-048 | SIEC023 |  |  |  | Sep 16 2015 5:49PM
Seattle | Seattle -> IDC FLOOR 2 WEST -> SEAWEST2 IDC RACK5 | SEAWEST2 IDC RACK5 | RU#11 | IDC 4u fiber: |  | Siecor | FCC | FCC-048 | SIEC023 |  |  |  | Sep 16 2015 5:49PM
Seattle | Seattle -> IDC FLOOR 2 WEST -> SEAWEST2 IDC RACK5 | SEAWEST2 IDC RACK5 | RU#07 | IDC 4u fiber: |  | Siecor | FCC | FCC-048 | SIEC023 |  |  |  | Sep 16 2015 5:49PM
Seattle | Seattle -> IDC FLOOR 2 WEST -> SEAWEST2 IDC RACK5 | SEAWEST2 IDC RACK5 | RU#03 | IDC 4u fiber: |  | Siecor | FCC | FCC-048 | SIEC023 |  |  |  | Sep 16 2015 5:49PM
Seattle | Seattle -> IDC FLOOR 3 EAST -> SEAEAST3 IDC RACK1 | SEAEAST3 IDC RACK1 | RU#08 | SEADCW (DECOM) |  | Cisco Systems | Catalyst 6500 | Catalyst 6509-E | CSSY001 |  |  |  | Sep 16 2015 6:04PM
Seattle | Seattle -> IDC FLOOR 3 EAST -> SEAEAST3 IDC RACK2 | SEAEAST3 IDC RACK2 | RU#44 | idc 48 port copper patch panel |  | Krone | Category 5 | LPP5E4805 | KRON005 |  |  |  | Sep 16 2015 6:09PM
Seattle | Seattle -> IDC FLOOR 3 EAST -> SEAEAST3 IDC RACK2 | SEAEAST3 IDC RACK2 | RU#43 | IDC 1U Cable Manager |  | Generic Patch Panel Icons | Generic Patch Panel | 1U Cable Manager | PP195 |  |  |  | Sep 16 2015 6:09PM
Seattle | Seattle -> IDC FLOOR 3 EAST -> SEAEAST3 IDC RACK2 | SEAEAST3 IDC RACK2 | RU#39 | idc 48 port copper patch panel |  | Krone | Category 5 | LPP5E4805 | KRON005 |  |  |  | Sep 16 2015 6:11PM
Seattle | Seattle -> IDC FLOOR 3 EAST -> SEAEAST3 IDC RACK2 | SEAEAST3 IDC RACK2 | RU#38 | IDC 1U Cable Manager |  | Generic Patch Panel Icons | Generic Patch Panel | 1U Cable Manager | PP195 |  |  |  | Sep 16 2015 6:11PM
Seattle | Seattle -> IDC FLOOR 3 EAST -> SEAEAST3 IDC RACK2 | SEAEAST3 IDC RACK2 | RU#36 | idc 48 port copper patch panel |  | Krone | Category 5 | LPP5E4805 | KRON005 |  |  |  | Sep 16 2015 6:12PM
Seattle | Seattle -> IDC FLOOR 3 EAST -> SEAEAST3 IDC RACK2 | SEAEAST3 IDC RACK2 | RU#33 | idc 48 port copper patch panel |  | Krone | Category 5 | LPP5E4805 | KRON005 |  |  |  | Sep 16 2015 6:13PM
Seattle | Seattle -> IDC FLOOR 3 EAST -> SEAEAST3 IDC RACK2 | SEAEAST3 IDC RACK2 | RU#32 | IDC 1U Cable Manager |  | Generic Patch Panel Icons | Generic Patch Panel | 1U Cable Manager | PP195 |  |  |  | Sep 16 2015 6:17PM
Seattle | Seattle -> IDC FLOOR 3 EAST -> SEAEAST3 IDC RACK3 | SEAEAST3 IDC RACK3 | RU#44 | idc 48 port copper patch panel |  | Krone | Category 5 | LPP5E4805 | KRON005 |  |  |  | Sep 16 2015 6:19PM
Seattle | Seattle -> IDC FLOOR 3 EAST -> SEAEAST3 IDC RACK3 | SEAEAST3 IDC RACK3 | RU#43 | IDC 1U Cable Manager |  | Generic Patch Panel Icons | Generic Patch Panel | 1U Cable Manager | PP195 |  |  |  | Sep 16 2015 6:19PM
Seattle | Seattle -> IDC FLOOR 3 EAST -> SEAEAST3 IDC RACK3 | SEAEAST3 IDC RACK3 | RU#39 | idc 48 port copper patch panel |  | Krone | Category 5 | LPP5E4805 | KRON005 |  |  |  | Sep 16 2015 6:19PM
Seattle | Seattle -> IDC FLOOR 3 EAST -> SEAEAST3 IDC RACK3 | SEAEAST3 IDC RACK3 | RU#38 | IDC 1U Cable Manager |  | Generic Patch Panel Icons | Generic Patch Panel | 1U Cable Manager | PP195 |  |  |  | Sep 16 2015 6:19PM
Seattle | Seattle -> IDC FLOOR 3 EAST -> SEAEAST3 IDC RACK3 | SEAEAST3 IDC RACK3 | RU#34 | IDC 1U Cable Manager |  | Generic Patch Panel Icons | Generic Patch Panel | 1U Cable Manager | PP195 |  |  |  | Sep 16 2015 6:24PM
Seattle | Seattle -> IDC FLOOR 3 EAST -> SEAEAST3 IDC RACK3 | SEAEAST3 IDC RACK3 | RU#32 | idc 48 port copper patch panel |  | Krone | Category 5 | LPP5E4805 | KRON005 |  |  |  | Sep 16 2015 6:19PM
Seattle | Seattle -> IDC FLOOR 3 EAST -> SEAEAST3 IDC RACK3 | SEAEAST3 IDC RACK3 | RU#31 | IDC 1U Cable Manager |  | Generic Patch Panel Icons | Generic Patch Panel | 1U Cable Manager | PP195 |  |  |  | Sep 16 2015 6:19PM
Seattle | Seattle -> IDC FLOOR 3 EAST -> SEAEAST3 IDC RACK3 | SEAEAST3 IDC RACK3 | RU#28 | IDC 1U Cable Manager |  | Generic Patch Panel Icons | Generic Patch Panel | 1U Cable Manager | PP195 |  |  |  | Sep 16 2015 6:20PM
Seattle | Seattle -> IDC FLOOR 3 EAST -> SEAEAST3 IDC RACK3 | SEAEAST3 IDC RACK3 | RU#26 | idc 48 port copper patch panel |  | Krone | Category 5 | LPP5E4805 | KRON005 |  |  |  | Sep 16 2015 6:21PM
Seattle | Seattle -> IDC FLOOR 3 EAST -> SEAEAST3 IDC RACK3 | SEAEAST3 IDC RACK3 | RU#23 | IDC 1U Cable Manager |  | Generic Patch Panel Icons | Generic Patch Panel | 1U Cable Manager | PP195 |  |  |  | Sep 16 2015 6:25PM
Seattle | Seattle -> IDC FLOOR 3 EAST -> SEAEAST3 IDC RACK3 | SEAEAST3 IDC RACK3 | RU#21 | idc 48 port copper patch panel |  | Krone | Category 5 | LPP5E4805 | KRON005 |  |  |  | Sep 16 2015 6:25PM
Seattle | Seattle -> IDC FLOOR 3 EAST -> SEAEAST3 IDC RACK3 | SEAEAST3 IDC RACK3 | RU#06 | sea03ea3 |  | Cisco Systems | Catalyst 6500 | Catalyst 6509-E | CSSY001 | SMG1230N188 |  |  | Sep 16 2015 6:28PM
Seattle | Seattle -> IDC FLOOR 3 EAST -> SEAEAST3 IDC RACK3 | SEAEAST3 IDC RACK3 | RU#02 | IDC 4u fiber: |  | Siecor | FCC | FCC-048 | SIEC023 |  |  |  | Sep 16 2015 6:30PM
Seattle | Seattle -> IDC FLOOR 3 EAST -> SEAEAST3 IDC RACK4 | SEAEAST3 IDC RACK4 | RU#44 | idc 48 port copper patch panel |  | Krone | Category 5 | LPP5E4805 | KRON005 |  |  |  | Sep 16 2015 6:33PM
Seattle | Seattle -> IDC FLOOR 3 EAST -> SEAEAST3 IDC RACK4 | SEAEAST3 IDC RACK4 | RU#43 | IDC 1U Cable Manager |  | Generic Patch Panel Icons | Generic Patch Panel | 1U Cable Manager | PP195 |  |  |  | Sep 16 2015 6:33PM
Seattle | Seattle -> IDC FLOOR 3 EAST -> SEAEAST3 IDC RACK4 | SEAEAST3 IDC RACK4 | RU#41 | IDC 1U Cable Manager |  | Generic Patch Panel Icons | Generic Patch Panel | 1U Cable Manager | PP195 |  |  |  | Sep 16 2015 6:33PM
Seattle | Seattle -> IDC FLOOR 3 EAST -> SEAEAST3 IDC RACK4 | SEAEAST3 IDC RACK4 | RU#39 | idc 48 port copper patch panel |  | Krone | Category 5 | LPP5E4805 | KRON005 |  |  |  | Sep 16 2015 6:33PM
Seattle | Seattle -> IDC FLOOR 3 EAST -> SEAEAST3 IDC RACK4 | SEAEAST3 IDC RACK4 | RU#34 | IDC 1U Cable Manager |  | Generic Patch Panel Icons | Generic Patch Panel | 1U Cable Manager | PP195 |  |  |  | Sep 16 2015 6:40PM
Seattle | Seattle -> IDC FLOOR 3 EAST -> SEAEAST3 IDC RACK4 | SEAEAST3 IDC RACK4 | RU#32 | idc 48 port copper patch panel |  | Krone | Category 5 | LPP5E4805 | KRON005 |  |  |  | Sep 16 2015 6:38PM
Seattle | Seattle -> IDC FLOOR 3 EAST -> SEAEAST3 IDC RACK4 | SEAEAST3 IDC RACK4 | RU#29 | IDC 1U Cable Manager |  | Generic Patch Panel Icons | Generic Patch Panel | 1U Cable Manager | PP195 |  |  |  | Sep 16 2015 6:41PM
Seattle | Seattle -> IDC FLOOR 3 EAST -> SEAEAST3 IDC RACK4 | SEAEAST3 IDC RACK4 | RU#28 | STTL03E-wifisa |  | Cisco Systems | Catalyst 3560-X | WS-C3560X-24P-S | CISO892 | FDO1804R0MU | 100209681 |  | Sep 16 2015 6:42PM
Seattle | Seattle -> IDC FLOOR 3 EAST -> SEAEAST3 IDC RACK4 | SEAEAST3 IDC RACK4 | RU#25 | wirelsess patch |  | Generic Patch Panel Icons | Patch Panel | 1U 24-Port RJ45 Patch Panel | PP184 |  |  |  | Sep 16 2015 6:44PM
Seattle | Seattle -> IDC FLOOR 3 EAST -> SEAEAST3 IDC RACK4 | SEAEAST3 IDC RACK4 | RU#15 | 1U cable manager |  | Generic Altima Technologies Rackmountable | General Rackmount Equipment | 02342-01 (Black) | 0GRM025 |  |  |  | Sep 16 2015 6:44PM
Seattle | Seattle -> IDC FLOOR 3 EAST -> SEAEAST3 IDC RACK4 | SEAEAST3 IDC RACK4 | RU#02 | IDC 4u fiber: |  | Siecor | FCC | FCC-048 | SIEC023 |  |  |  | Sep 16 2015 6:33PM
Seattle | Seattle -> IDC FLOOR 3 EAST -> SEAEAST3 IDC RACK5 | SEAEAST3 IDC RACK5 | RU#42 | IDC 4u fiber: |  | Siecor | FCC | FCC-048 | SIEC023 |  |  |  | Sep 16 2015 6:46PM
Seattle | Seattle -> IDC FLOOR 3 EAST -> SEAEAST3 IDC RACK5 | SEAEAST3 IDC RACK5 | RU#38 | IDC 4u fiber: |  | Siecor | FCC | FCC-048 | SIEC023 |  |  |  | Sep 16 2015 6:46PM
Seattle | Seattle -> IDC FLOOR 3 EAST -> SEAEAST3 IDC RACK5 | SEAEAST3 IDC RACK5 | RU#25 | NTS-150 |  | Symmetricom | Time Test and Measurement | NTS-150 | SYM278 |  |  |  | Sep 16 2015 6:48PM
Seattle | Seattle -> IDC FLOOR 3 EAST -> SEAEAST3 IDC RACK5 | SEAEAST3 IDC RACK5 | RU#20 | time server ? |  | motorola | 8300 | XBR 3000 | 0GRM080 |  |  |  | Sep 17 2015 3:06PM
Seattle | Seattle -> IDC FLOOR 3 EAST -> SEAEAST3 IDC RACK5 | SEAEAST3 IDC RACK5 | RU#03 | IDC 4u fiber: |  | Siecor | FCC | FCC-048 | SIEC023 |  |  |  | Sep 16 2015 6:46PM
Seattle | Seattle -> MSR | MSR |  | CRAC 1 |  | Liebert | DS Series | DS077AUA000 | LIEB805 |  |  |  | May 5 2014 3:59PM
Seattle | Seattle -> MSR | MSR |  | CRAC 2 |  | Liebert | DS Series | DS077AUA000 | LIEB805 |  |  |  | May 5 2014 3:59PM
Seattle | Seattle -> MSR | MSR |  | Adic3k | BACKUP SERVICES | Quantum | Scalar | Scalar i2000 | QUAN339 |  |  |  | Apr 25 2014 4:54PM
Seattle | Seattle -> MSR | MSR |  | Adic2 | BACKUP SERVICES | Quantum | Scalar | Scalar i2000 | QUAN339 |  |  |  | Apr 25 2014 4:54PM
Seattle | Seattle -> MSR | MSR |  | PDU 1 |  | Generic Altima Technologies Rackmountable | PDU | Generic-PDU | 0GRM154 |  |  |  | Apr 25 2014 4:55PM
Seattle | Seattle -> MSR | MSR |  | PDU 2 |  | Generic Altima Technologies Rackmountable | PDU | Generic-PDU | 0GRM154 |  |  |  | Apr 25 2014 4:55PM
Seattle | Seattle -> MSR -> Row 1 -> 1-1 | 2016-01-01 | RU#41 | ds1 | NETWORK SERVICES | Adtran | MX2800 Series | 1200290L1 | ADTR633 |  | US west |  | Apr 25 2014 4:14PM
Seattle | Seattle -> MSR -> Row 1 -> 1-1 | 2016-01-01 | RU#40 | Generic: 1U 24-Port RJ45 Patch Panel #1 |  | Generic Equipment Set | Patch Panel | 1U 24-Port RJ45 Patch Panel | GENR976 |  |  |  | Apr 25 2014 4:14PM
Seattle | Seattle -> MSR -> Row 1 -> 1-1 | 2016-01-01 | RU#38 | ds2 | NETWORK SERVICES | Adtran | MX2800 Series | 1200290L1 | ADTR633 |  | US west |  | Apr 25 2014 4:14PM
Seattle | Seattle -> MSR -> Row 1 -> 1-1 | 2016-01-01 | RU#37 | Generic: 1U 24-Port RJ45 Patch Panel #3 |  | Generic Equipment Set | Patch Panel | 1U 24-Port RJ45 Patch Panel | GENR976 |  |  |  | Apr 25 2014 4:15PM
Seattle | Seattle -> MSR -> Row 1 -> 1-1 | 2016-01-01 | RU#35 | ds3 | NETWORK SERVICES | Adtran | MX2800 Series | 1200290L1 | ADTR633 |  | US west |  | Apr 25 2014 4:14PM
Seattle | Seattle -> MSR -> Row 1 -> 1-1 | 2016-01-01 | RU#34 | Generic: 1U 24-Port RJ45 Patch Panel #2 |  | Generic Equipment Set | Patch Panel | 1U 24-Port RJ45 Patch Panel | GENR976 |  |  |  | Apr 25 2014 4:14PM
Seattle | Seattle -> MSR -> Row 1 -> 1-2 | 2016-01-02 | RU#35 | Generic: Blank 1U Panel #1 |  | Generic Equipment Set | Panel | Blank 1U Panel | GENR259 |  |  |  | Apr 25 2014 4:15PM
Seattle | Seattle -> MSR -> Row 1 -> 1-2 | 2016-01-02 | RU#34 | Generic: 1U 24-Port RJ45 Patch Panel #1 |  | Generic Equipment Set | Patch Panel | 1U 24-Port RJ45 Patch Panel | GENR976 |  |  |  | Apr 25 2014 4:15PM
Seattle | Seattle -> MSR -> Row 1 -> 1-2 | 2016-01-02 | RU#33 | Generic: 1U 24-Port RJ45 Patch Panel #2 |  | Generic Equipment Set | Patch Panel | 1U 24-Port RJ45 Patch Panel | GENR976 |  |  |  | Apr 25 2014 4:15PM
Seattle | Seattle -> MSR -> Row 1 -> 1-2 | 2016-01-02 | RU#21 | sttnwady2c001 | NETWORK SERVICES | Cisco Systems | ME 3400 Series | ME-3400G-2CS-A (Rackmountable) | CSCY512 | foc1424x4l0 |  |  | May 1 2014 4:13PM
Seattle | Seattle -> MSR -> Row 1 -> 1-2 | 2016-01-02 | RU#18 | Mordor | NETWORK SERVICES | Cisco Systems | Cisco 7200 | Cisco 7202 | CSCO214 | 72708433 |  |  | Apr 25 2014 4:15PM
Seattle | Seattle -> MSR -> Row 1 -> 1-2 | 2016-01-02 | RU#17 | Generic: 19 Inch 1U Shelf #1 |  | Generic Equipment Set | Shelf | 19 Inch 1U Shelf | GENR944 |  |  |  | Apr 25 2014 4:15PM
Seattle | Seattle -> MSR -> Row 1 -> 1-2 | 2016-01-02 | RU#16 | Generic: Blank 1U Panel #2 |  | Generic Equipment Set | Panel | Blank 1U Panel | GENR259 |  |  |  | Apr 25 2014 4:15PM
Seattle | Seattle -> MSR -> Row 1 -> 1-2 | 2016-01-02 | RU#15 | sea-Ciscodial | NETWORK SERVICES | Cisco Systems | Cisco 2500 | Cisco 2501 | CSCO815 | 25627911 |  | 153.32.251.11 | Apr 25 2014 4:15PM
Seattle | Seattle -> MSR -> Row 1 -> 1-2 | 2016-01-02 | RU#09 | Time turner | NETWORK SERVICES | Cisco Systems | Catalyst 3500 XL | WS-C3512-XL | CSCO362 |  |  |  | Apr 25 2014 4:15PM
Seattle | Seattle -> MSR -> Row 1 -> 1-2 | 2016-01-02 | RU#08 | Generic: 19 Inch 1U Shelf #2 |  | Generic Equipment Set | Shelf | 19 Inch 1U Shelf | GENR944 |  |  |  | Apr 25 2014 4:15PM
Seattle | Seattle -> MSR -> Row 1 -> 1-2 | 2016-01-02 | RU#06 | Verilink: Orion 7402 #1 | NETWORK SERVICES | Verilink | Orion | Orion 7402 | VERI050 |  |  |  | Apr 25 2014 4:15PM
Seattle | Seattle -> MSR -> Row 1 -> 1-3 | 2016-01-03 | RU#44 | Generic: 1U 24-Port RJ45 Patch Panel #1 |  | Generic Equipment Set | Patch Panel | 1U 24-Port RJ45 Patch Panel | GENR976 |  |  |  | Apr 25 2014 4:16PM
Seattle | Seattle -> MSR -> Row 1 -> 1-3 | 2016-01-03 | RU#43 | Generic: 1U 24-Port RJ45 Patch Panel #2 |  | Generic Equipment Set | Patch Panel | 1U 24-Port RJ45 Patch Panel | GENR976 |  |  |  | Apr 25 2014 4:16PM
Seattle | Seattle -> MSR -> Row 1 -> 1-3 | 2016-01-03 | RU#40 | seavga224a | NETWORK SERVICES | Cisco Systems | VG200 Series Gateways | VG248 | CSCO649 | 10.48.128.10 |  | 10.48.128.10 | Apr 25 2014 4:16PM
Seattle | Seattle -> MSR -> Row 1 -> 1-3 | 2016-01-03 | RU#24 | seavgw3 | NETWORK SERVICES | Cisco Systems | Cisco 3900 | Cisco3925/K9 | CISY852 | ftx155akcr | 3115111 | 10.48.128.53 | Apr 25 2014 4:16PM
Seattle | Seattle -> MSR -> Row 1 -> 1-3 | 2016-01-03 | RU#13 | Generic: 19 Inch 1U Shelf #1 |  | Generic Equipment Set | Shelf | 19 Inch 1U Shelf | GENR944 |  |  |  | Apr 25 2014 4:15PM
Seattle | Seattle -> MSR -> Row 1 -> 1-4 | 2016-01-04 | RU#35 | Seattle-WAN | NETWORK SERVICES | Cisco Systems | ASR 1000 Series | ASR1004 | CISO871 | fox14220843 |  |  | Apr 25 2014 4:16PM
Seattle | Seattle -> MSR -> Row 1 -> 1-4 | 2016-01-04 | RU#25 | seattle-inetra | NETWORK SERVICES | Cisco Systems | ASR 9000 Series | ASR-9001-S | CSSY283 | FOC1932NTA7 |  |  | Oct 6 2015 5:33PM
Seattle | Seattle -> MSR -> Row 14 -> 14-3 | 14-3 | RU#44 | switch a&amp;b |  | Generic Equipment Set | 1100CAT5 | Patch Panel 48-Port | GENR674 |  |  |  | Apr 25 2014 4:16PM
Seattle | Seattle -> MSR -> Row 14 -> 14-3 | 14-3 | RU#13 | Generic: 19 Inch 1U Shelf #1 |  | Generic Equipment Set | Shelf | 19 Inch 1U Shelf | GENR944 |  |  |  | Apr 25 2014 4:16PM
Seattle | Seattle -> MSR -> Row 14 -> 14-6 | 14-6 | RU#34 | Generic: 19 Inch 1U Shelf #1 |  | Generic Equipment Set | Shelf | 19 Inch 1U Shelf | GENR944 |  |  |  | Apr 25 2014 4:17PM
Seattle | Seattle -> MSR -> Row 15 -> 15-1 | 15-1 | RU#44 | Sea-replication |  | Hewlett-Packard | ProLiant | DL380 G6 - SFF | HEPD897 | 2ux9330289 |  |  | Apr 25 2014 4:18PM
Seattle | Seattle -> MSR -> Row 15 -> 15-1 | 15-1 | RU#12 | se1860-01-mon -storage1 | BACKUP SERVICES | Data Domain | DD Series | ES20 | DADN016 |  |  |  | Apr 25 2014 4:17PM
Seattle | Seattle -> MSR -> Row 15 -> 15-1 | 15-1 | RU#10 | se1860-01-mon | BACKUP SERVICES | Data Domain | Appliance Series | DD690 | DADN018 | 1F4072690 |  | 10.48.4.70 | Apr 25 2014 4:17PM
Seattle | Seattle -> MSR -> Row 15 -> 15-1 | 15-1 | RU#07 | se1860-01-mon -storage2 | BACKUP SERVICES | Data Domain | DD Series | ES20 | DADN016 | ims5870031342rofs |  |  | Apr 25 2014 4:17PM
Seattle | Seattle -> MSR -> Row 15 -> 15-1 | 15-1 | RU#04 | se1860-01-mon -storage3 | BACKUP SERVICES | Data Domain | DD Series | ES20 | DADN016 |  |  |  | Apr 25 2014 4:18PM
Seattle | Seattle -> MSR -> Row 15 -> 15-1 | 15-1 | RU#01 | se1860-01-mon -storage4 | BACKUP SERVICES | Data Domain | DD Series | ES20 | DADN016 |  |  |  | Apr 25 2014 4:18PM
Seattle | Seattle -> MSR -> Row 15 -> 15-1 | 15-1 | InOutPlug#2 | seamsrpducab15-1-2 | DATA CENTER OPERATIONS | Raritan Computer | Dominion PX | DPXS20-20 | RCI234 | 10.48.4.42 |  |  | May 5 2014 6:19PM
Seattle | Seattle -> MSR -> Row 15 -> 15-1 | 15-1 | InOutPlug#1 | seamsrpducab15-1-1 | DATA CENTER OPERATIONS | Raritan Computer | Dominion PX | DPXS20-20 | RCI234 |  |  | 10.48.4.89 | May 5 2014 6:19PM
Seattle | Seattle -> MSR -> Row 15 -> 15-2 | 15-2 | RU#45 | Generic: 1U 24-Port Fiber Patch Panel #1 |  | Generic Equipment Set | Patch Panel | 1U 24-Port Fiber Patch Panel | GENR971 |  |  |  | Apr 25 2014 4:18PM
Seattle | Seattle -> MSR -> Row 15 -> 15-2 | 15-2 | RU#44 | Generic: 1U Cable Manager #1 |  | Generic Patch Panel Icons | Generic Patch Panel | 1U Cable Manager | PP195 |  |  |  | Apr 25 2014 4:18PM
Seattle | Seattle -> MSR -> Row 15 -> 15-2 | 15-2 | RU#43 | seakvm3 |  | Raritan Computer | Dominion KX II | DKX2-432 | RCI152 |  |  |  | Apr 25 2014 4:19PM
Seattle | Seattle -> MSR -> Row 15 -> 15-2 | 15-2 | RU#42 | conseattle-2 | DATA CENTER OPERATIONS | Raritan Computer | Dominion SX | DSX16 | RCI074 | waj3300017 |  | 10.48.4.94 | Jan 8 2015 1:02PM
Seattle | Seattle -> MSR -> Row 15 -> 15-2 | 15-2 | RU#40 | Sea-ibis |  | Dell Computer | PowerEdge R-Series | PowerEdge R710 (2.5 Inch HDD) | DELL965 | fxczkm1 |  |  | Apr 25 2014 4:19PM
Seattle | Seattle -> MSR -> Row 15 -> 15-2 | 15-2 | RU#38 | seadsibx02 | DIRECTORY SERVICES | Infoblox | DNS | Infoblox-1552 | IFBX011 | 1108201009000080 |  |  | Apr 25 2014 4:19PM
Seattle | Seattle -> MSR -> Row 15 -> 15-2 | 15-2 | RU#35 | Seadlp02 | SERCURITY SERVICES | Websense | Web Security | V10KG3-X-XX00-N | WEBS012 | 35320033190 |  | SEADLP02-C 10.48.4.37 | Jan 14 2015 4:50PM
Seattle | Seattle -> MSR -> Row 15 -> 15-2 | 15-2 | RU#33 | Sccm-sea |  | Hewlett-Packard | ProLiant | DL380p G8 - LFF | HEPC892 | 2m2319u1vf |  | d-12-12 Sccm-sea 10.48.4.52 | Apr 25 2014 4:19PM
Seattle | Seattle -> MSR -> Row 15 -> 15-2 | 15-2 | RU#32 | seasniffer1 | SERCURITY SERVICES | Hewlett-Packard | ProLiant | DL320 G6 | HEPD979 | mx212900gy | 6033707 | seasniffer1-ilo d-12-13:153.32.250.151 seasnifer1 c-10-8: 153.32.250.150 | Apr 25 2014 4:19PM
Seattle | Seattle -> MSR -> Row 15 -> 15-2 | 15-2 | RU#30 | Ravens | SERVER SERVICES | SUN Microsystems | Sun Fire | V240 | SUN182 | FN54440075 |  | 10.48.4.89 | Apr 25 2014 4:18PM
Seattle | Seattle -> MSR -> Row 15 -> 15-2 | 15-2 | RU#26 | sea1dra001 |  | Dell Computer | PowerEdge R-Series | PowerEdge R730 - 2.5 Inch Drive Bays | DELM602 | 40xvdp2 |  |  | Aug 19 2016 5:21PM
Seattle | Seattle -> MSR -> Row 15 -> 15-2 | 15-2 | RU#24 | seafireeye |  | Fire Eye | Security Appliance | NX7400 | FIRY032 | fm1407ae029 |  | 10.48.4.43 | Jun 25 2015 1:10PM
Seattle | Seattle -> MSR -> Row 15 -> 15-2 | 15-2 | RU#22 | se1hra001 | NETWORK SERVICES | Hewlett-Packard | ProLiant | ProLiant DL380p Gen8 | HEPR342 | 2m2421995k |  | se1hra001-ilo 10.48.4.54 | Nov 19 2014 2:30PM
Seattle | Seattle -> MSR -> Row 15 -> 15-2 | 15-2 | RU#19 | wa1dra01 |  | Dell Computer | PowerEdge R-Series | PowerEdge R730 - 3.5 Inch Drive Bays | DELM603 | 1tk3d42 |  | 10.48.4.154 | Jun 9 2015 5:24PM
Seattle | Seattle -> MSR -> Row 15 -> 15-2 | 15-2 | RU#17 | wa1dra02 |  | Dell Computer | PowerEdge R-Series | PowerEdge R730 - 3.5 Inch Drive Bays | DELM603 | 1tk4d42 |  | 19.48.4.156 | Jun 9 2015 5:24PM
Seattle | Seattle -> MSR -> Row 15 -> 15-2 | 15-2 | RU#15 | wa1dra03 |  | Dell Computer | PowerEdge R-Series | PowerEdge R730 - 3.5 Inch Drive Bays | DELM603 | 1tk5d42 |  | 10.48.4.158 | Jun 9 2015 5:24PM
Seattle | Seattle -> MSR -> Row 15 -> 15-2 | 15-2 | InOutPlug#2 | seamsrpducab15-2-2 | DATA CENTER OPERATIONS | Raritan Computer | Dominion PX | DPXS20-20 | RCI234 |  |  | 10.48.4.35 | May 5 2014 6:19PM
Seattle | Seattle -> MSR -> Row 15 -> 15-2 | 15-2 | InOutPlug#1 | seamsrpducab15-2-1 | DATA CENTER OPERATIONS | Raritan Computer | Dominion PX | DPXS20-20 | RCI234 |  |  | 10.48.4.45 | May 5 2014 6:19PM
Seattle | Seattle -> MSR -> Row 15 -> 15-3 | 15-3 | RU#45 | 1U 24-Port RJ45 Patch Panel |  | Generic Patch Panel Icons | Patch Panel | 1U 24-Port RJ45 Patch Panel | PP184 |  |  |  | May 5 2014 6:07PM
Seattle | Seattle -> MSR -> Row 15 -> 15-3 | 15-3 | RU#44 | OR-808000010 |  | Ortronics | Cable Management Panel | OR-808000010 | ORT450 |  |  |  | May 5 2014 6:07PM
Seattle | Seattle -> MSR -> Row 15 -> 15-3 | 15-3 | RU#26 | Hadoop-data-29 | SaaS | Super Micro Computer | SuperChassis | SC836E1-R800B | SUPR974 | c83600025k999 |  | 10.48.85.45 | Apr 25 2014 4:21PM
Seattle | Seattle -> MSR -> Row 15 -> 15-3 | 15-3 | RU#23 | Hadoop-data-30 | SaaS | Super Micro Computer | SuperChassis | SC836E1-R800B | SUPR974 | c83600025k999 |  | 10.48.85.45 | Apr 25 2014 4:21PM
Seattle | Seattle -> MSR -> Row 15 -> 15-3 | 15-3 | RU#14 | mediagrid-manager |  | Hewlett-Packard | ProLiant | DL320 G3 | HEPA254 | use544n24v |  |  | May 5 2014 6:07PM
Seattle | Seattle -> MSR -> Row 15 -> 15-3 | 15-3 | RU#12 | mediagrid-auth |  | Omneon Video Networks | MediaDeck | MediaDeck One | OMVN018 | 901401 |  |  | May 5 2014 6:07PM
Seattle | Seattle -> MSR -> Row 15 -> 15-3 | 15-3 | RU#11 | mediagird-router |  | Hewlett-Packard | ProCurve 2900 Series | J9049A | HEPA938 |  |  |  | May 5 2014 6:07PM
Seattle | Seattle -> MSR -> Row 15 -> 15-3 | 15-3 | RU#09 | mediagrid-content1 |  | Omneon Video Networks | MediaGrid | Content Server 1042 | OMVN024 | 13751824393 |  |  | May 5 2014 6:07PM
Seattle | Seattle -> MSR -> Row 15 -> 15-3 | 15-3 | RU#08 | mediagrid-content2 |  | Omneon Video Networks | MediaGrid | Content Server 1042 | OMVN024 | 1500944465 |  |  | May 5 2014 6:07PM
Seattle | Seattle -> MSR -> Row 15 -> 15-3 | 15-3 | RU#07 | mediagrid-2 |  | Omneon Video Networks | MediaGrid | MediaGrid 1000B ContentBridge | OMVN048 | 90-1441 |  |  | May 5 2014 6:07PM
Seattle | Seattle -> MSR -> Row 15 -> 15-3 | 15-3 | RU#05 | mediagrid-3 |  | Omneon Video Networks | MediaGrid | MediaGrid ContentServer 2124 | OMVN064 | shu090455g015w |  |  | May 5 2014 6:07PM
Seattle | Seattle -> MSR -> Row 15 -> 15-3 | 15-3 | RU#03 | mediagrid-4 |  | Omneon Video Networks | MediaGrid | MediaGrid ContentServer 2124 | OMVN064 | shu090455g015y |  |  | May 5 2014 6:07PM
Seattle | Seattle -> MSR -> Row 15 -> 15-3 | 15-3 | RU#01 | mediagrid-5 |  | Omneon Video Networks | MediaGrid | MediaGrid ContentServer 2124 | OMVN064 | shu090455g015x |  |  | May 5 2014 6:07PM
Seattle | Seattle -> MSR -> Row 15 -> 15-3 | 15-3 | InOutPlug#2 | seamsrpducab15-3-2 | DATA CENTER OPERATIONS | Raritan Computer | Dominion PX | DPXS20-20 | RCI234 |  |  | 10.48.4.66 | May 5 2014 6:19PM
Seattle | Seattle -> MSR -> Row 15 -> 15-3 | 15-3 | InOutPlug#1 | seamsrpducab15-3-1 | DATA CENTER OPERATIONS | Raritan Computer | Dominion PX | DPXS20-20 | RCI234 |  |  | 10.48.4.63 | May 5 2014 6:19PM
Seattle | Seattle -> MSR -> Row 15 -> 15-4 | 15-4 | RU#17 | Hadoop-data-28 | SaaS | Super Micro Computer | SuperChassis | SC836E1-R800B | SUPR974 | c83600025k999 |  | 10.48.85.45 | Apr 25 2014 4:21PM
Seattle | Seattle -> MSR -> Row 15 -> 15-4 | 15-4 | RU#14 | Hadoop-data-27 | SaaS | Super Micro Computer | SuperChassis | SC836E1-R800B | SUPR974 | c83600025k999 |  | 10.48.85.45 | Apr 25 2014 4:21PM
Seattle | Seattle -> MSR -> Row 15 -> 15-4 | 15-4 | RU#11 | Hadoop-data-26 | SaaS | Super Micro Computer | SuperChassis | SC836E1-R800B | SUPR974 | c83600025k999 |  | 10.48.85.45 | Apr 25 2014 4:20PM
Seattle | Seattle -> MSR -> Row 15 -> 15-4 | 15-4 | RU#08 | Hadoop-data-25 | SaaS | Super Micro Computer | SuperChassis | SC836E1-R800B | SUPR974 | c83600025k999 |  | 10.48.85.45 | Apr 25 2014 4:20PM
Seattle | Seattle -> MSR -> Row 15 -> 15-4 | 15-4 | RU#05 | Hadoop-data-24 | SaaS | Super Micro Computer | SuperChassis | SC836E1-R800B | SUPR974 | c83600025k999 |  | 10.48.85.45 | Apr 25 2014 4:20PM
Seattle | Seattle -> MSR -> Row 15 -> 15-4 | 15-4 | RU#02 | Hadoop-data-23 | SaaS | Super Micro Computer | SuperChassis | SC836E1-R800B | SUPR974 | c83600025k999 |  | 10.48.85.45 | Apr 25 2014 4:20PM
Seattle | Seattle -> MSR -> Row 15 -> 15-4 | 15-4 | RU#01 | Generic: 1U 24-Port Fiber Patch Panel #2 |  | Generic Equipment Set | Patch Panel | 1U 24-Port Fiber Patch Panel | GENR971 |  |  |  | Apr 25 2014 4:19PM
Seattle | Seattle -> MSR -> Row 15 -> 15-4 | 15-4 | InOutPlug#2 | seamsrpducab15-4-2 | DATA CENTER OPERATIONS | Raritan Computer | Dominion PX | DPXS20-20 | RCI234 |  |  | 10.48.4.90 | May 5 2014 6:19PM
Seattle | Seattle -> MSR -> Row 15 -> 15-4 | 15-4 | InOutPlug#1 | seamsrpducab15-4-1 | DATA CENTER OPERATIONS | Raritan Computer | Dominion PX | DPXS20-20 | RCI234 |  |  | 10.48.4.82 | May 5 2014 6:19PM
Seattle | Seattle -> MSR -> Row 15 -> 15-5 | 15-5 | RU#45 | 24 port patch panel |  | Generic Equipment Set | Patch Panel | 1U 24-Port Fiber Patch Panel | GENR971 |  |  |  | Apr 25 2014 4:23PM
Seattle | Seattle -> MSR -> Row 15 -> 15-5 | 15-5 | RU#34 | Hadoop-data-22 | SaaS | Super Micro Computer | SuperChassis | SC836E1-R800B | SUPR974 | c83600025k999 |  | 10.48.85.45 | Apr 25 2014 4:26PM
Seattle | Seattle -> MSR -> Row 15 -> 15-5 | 15-5 | RU#31 | Hadoop-data-21 | SaaS | Super Micro Computer | SuperChassis | SC836E1-R800B | SUPR974 | c83600025k999 |  | 10.48.85.45 | Apr 25 2014 4:25PM
Seattle | Seattle -> MSR -> Row 15 -> 15-5 | 15-5 | RU#28 | Hadoop-data-20 | SaaS | Super Micro Computer | SuperChassis | SC836E1-R800B | SUPR974 | c83600025k999 |  | 10.48.85.45 | Apr 25 2014 4:25PM
Seattle | Seattle -> MSR -> Row 15 -> 15-5 | 15-5 | RU#25 | Hadoop-data-19 | SaaS | Super Micro Computer | SuperChassis | SC836E1-R800B | SUPR974 | c83600025k999 |  | 10.48.85.45 | Apr 25 2014 4:25PM
Seattle | Seattle -> MSR -> Row 15 -> 15-5 | 15-5 | RU#22 | Hadoop-data-18 | SaaS | Super Micro Computer | SuperChassis | SC836E1-R800B | SUPR974 | c83600025k999 |  | 10.48.85.45 | Apr 25 2014 4:25PM
Seattle | Seattle -> MSR -> Row 15 -> 15-5 | 15-5 | RU#19 | Hadoop-data-17 | SaaS | Super Micro Computer | SuperChassis | SC836E1-R800B | SUPR974 | c83600025k999 |  | 10.48.85.45 | Apr 25 2014 4:24PM
Seattle | Seattle -> MSR -> Row 15 -> 15-5 | 15-5 | RU#16 | Hadoop-data-16 | SaaS | Super Micro Computer | SuperChassis | SC836E1-R800B | SUPR974 | c83600025k999 |  | 10.48.85.45 | Apr 25 2014 4:24PM
Seattle | Seattle -> MSR -> Row 15 -> 15-5 | 15-5 | RU#13 | Hadoop-data-15 | SaaS | Super Micro Computer | SuperChassis | SC836E1-R800B | SUPR974 | c83600025k999 |  | 10.48.85.45 | Apr 25 2014 4:24PM
Seattle | Seattle -> MSR -> Row 15 -> 15-5 | 15-5 | RU#10 | Hadoop-data-14 | SaaS | Super Micro Computer | SuperChassis | SC836E1-R800B | SUPR974 | c83600025k999 |  | 10.48.85.45 | Apr 25 2014 4:24PM
Seattle | Seattle -> MSR -> Row 15 -> 15-5 | 15-5 | RU#07 | Hadoop-data-13 | SaaS | Super Micro Computer | SuperChassis | SC836E1-R800B | SUPR974 | c83600025k999 |  | 10.48.85.45 | Apr 25 2014 4:23PM
Seattle | Seattle -> MSR -> Row 15 -> 15-5 | 15-5 | RU#04 | Hadoop-data-12 | SaaS | Super Micro Computer | SuperChassis | SC836E1-R800B | SUPR974 | c83600025k999 |  | 10.48.85.45 | Apr 25 2014 4:23PM
Seattle | Seattle -> MSR -> Row 15 -> 15-5 | 15-5 | RU#01 | Hadoop-data-11 | SaaS | Super Micro Computer | SuperChassis | SC836E1-R800B | SUPR974 | c83600025k999 |  | 10.48.85.45 | Apr 25 2014 4:23PM
Seattle | Seattle -> MSR -> Row 15 -> 15-5 | 15-5 | InOutPlug#2 | seamsrpducab15-5-2 | DATA CENTER OPERATIONS | Raritan Computer | Dominion PX | DPXS20-20 | RCI234 |  |  | 10.48.4.109 | May 5 2014 6:19PM
Seattle | Seattle -> MSR -> Row 15 -> 15-5 | 15-5 | InOutPlug#1 | seamsrpducab15-5-1 | DATA CENTER OPERATIONS | Raritan Computer | Dominion PX | DPXS20-20 | RCI234 |  |  | 10.48.4.91 | May 5 2014 6:19PM
Seattle | Seattle -> MSR -> Row 16 -> 16-1 | 16-1 | RU#45 | Generic: 1U 24-Port RJ45 Patch Panel #1 |  | Generic Equipment Set | Patch Panel | 1U 24-Port RJ45 Patch Panel | GENR976 |  |  |  | Apr 25 2014 4:26PM
Seattle | Seattle -> MSR -> Row 16 -> 16-1 | 16-1 | RU#44 | Generic: 1U 24-Port RJ45 Patch Panel #2 |  | Generic Equipment Set | Patch Panel | 1U 24-Port RJ45 Patch Panel | GENR976 |  |  |  | Apr 25 2014 4:26PM
Seattle | Seattle -> MSR -> Row 16 -> 16-1 | 16-1 | RU#43 | Generic: 1U 24-Port RJ45 Patch Panel #3 |  | Generic Equipment Set | Patch Panel | 1U 24-Port RJ45 Patch Panel | GENR976 |  |  |  | Apr 25 2014 4:26PM
Seattle | Seattle -> MSR -> Row 16 -> 16-1 | 16-1 | RU#42 | Generic: 1U 24-Port RJ45 Patch Panel #4 |  | Generic Equipment Set | Patch Panel | 1U 24-Port RJ45 Patch Panel | GENR976 |  |  |  | Apr 25 2014 4:26PM
Seattle | Seattle -> MSR -> Row 16 -> 16-1 | 16-1 | RU#41 | Generic: 1U 24-Port RJ45 Patch Panel #5 |  | Generic Equipment Set | Patch Panel | 1U 24-Port RJ45 Patch Panel | GENR976 |  |  |  | Apr 25 2014 4:27PM
Seattle | Seattle -> MSR -> Row 16 -> 16-1 | 16-1 | RU#40 | Generic: 1U 24-Port RJ45 Patch Panel #6 |  | Generic Equipment Set | Patch Panel | 1U 24-Port RJ45 Patch Panel | GENR976 |  |  |  | Apr 25 2014 4:27PM
Seattle | Seattle -> MSR -> Row 16 -> 16-1 | 16-1 | RU#39 | Generic: 1U 24-Port RJ45 Patch Panel #7 |  | Generic Equipment Set | Patch Panel | 1U 24-Port RJ45 Patch Panel | GENR976 |  |  |  | Apr 25 2014 4:27PM
Seattle | Seattle -> MSR -> Row 16 -> 16-1 | 16-1 | RU#38 | Generic: 1U 24-Port RJ45 Patch Panel #8 |  | Generic Equipment Set | Patch Panel | 1U 24-Port RJ45 Patch Panel | GENR976 |  |  |  | Apr 25 2014 4:27PM
Seattle | Seattle -> MSR -> Row 16 -> 16-1 | 16-1 | RU#37 | Generic: 1U 24-Port RJ45 Patch Panel #9 |  | Generic Equipment Set | Patch Panel | 1U 24-Port RJ45 Patch Panel | GENR976 |  |  |  | Apr 25 2014 4:27PM
Seattle | Seattle -> MSR -> Row 16 -> 16-1 | 16-1 | RU#36 | Generic: 1U 24-Port RJ45 Patch Panel #10 |  | Generic Equipment Set | Patch Panel | 1U 24-Port RJ45 Patch Panel | GENR976 |  |  |  | Apr 25 2014 4:26PM
Seattle | Seattle -> MSR -> Row 16 -> 16-1 | 16-1 | RU#35 | Generic: 1U 24-Port RJ45 Patch Panel #11 |  | Generic Equipment Set | Patch Panel | 1U 24-Port RJ45 Patch Panel | GENR976 |  |  |  | Apr 25 2014 4:26PM
Seattle | Seattle -> MSR -> Row 16 -> 16-1 | 16-1 | RU#34 | Generic: 1U 24-Port RJ45 Patch Panel #12 |  | Generic Equipment Set | Patch Panel | 1U 24-Port RJ45 Patch Panel | GENR976 |  |  |  | Apr 25 2014 4:26PM
Seattle | Seattle -> MSR -> Row 16 -> 16-1 | 16-1 | RU#33 | Generic: 1U 24-Port RJ45 Patch Panel #13 |  | Generic Equipment Set | Patch Panel | 1U 24-Port RJ45 Patch Panel | GENR976 |  |  |  | Apr 25 2014 4:26PM
Seattle | Seattle -> MSR -> Row 16 -> 16-1 | 16-1 | RU#32 | Generic: 1U 24-Port RJ45 Patch Panel #14 |  | Generic Equipment Set | Patch Panel | 1U 24-Port RJ45 Patch Panel | GENR976 |  |  |  | Apr 25 2014 4:26PM
Seattle | Seattle -> MSR -> Row 16 -> 16-1 | 16-1 | RU#31 | Generic: 1U 24-Port RJ45 Patch Panel #15 |  | Generic Equipment Set | Patch Panel | 1U 24-Port RJ45 Patch Panel | GENR976 |  |  |  | Apr 25 2014 4:26PM
Seattle | Seattle -> MSR -> Row 16 -> 16-1 | 16-1 | RU#30 | Generic: 1U 24-Port RJ45 Patch Panel #16 |  | Generic Equipment Set | Patch Panel | 1U 24-Port RJ45 Patch Panel | GENR976 |  |  |  | Apr 25 2014 4:26PM
Seattle | Seattle -> MSR -> Row 16 -> 16-1 | 16-1 | RU#29 | Generic: 1U 24-Port RJ45 Patch Panel #17 |  | Generic Equipment Set | Patch Panel | 1U 24-Port RJ45 Patch Panel | GENR976 |  |  |  | Apr 25 2014 4:26PM
Seattle | Seattle -> MSR -> Row 16 -> 16-1 | 16-1 | RU#28 | Generic: 1U 24-Port RJ45 Patch Panel #18 |  | Generic Equipment Set | Patch Panel | 1U 24-Port RJ45 Patch Panel | GENR976 |  |  |  | Apr 25 2014 4:26PM
Seattle | Seattle -> MSR -> Row 16 -> 16-1 | 16-1 | RU#26 | Sea-pdu1-cab16-1 | DATA CENTER OPERATIONS | Raritan Computer | Dominion PX | PX-5301 | RCI272 | pth1b50018 |  | 10.48.4.217 | Apr 25 2014 4:27PM
Seattle | Seattle -> MSR -> Row 16 -> 16-1 | 16-1 | RU#24 | Sea-pdu2-cab16-2 | DATA CENTER OPERATIONS | Raritan Computer | Dominion PX | PX-5301 | RCI272 | pth1b50002 |  | 10.48.4.218 | Apr 25 2014 4:27PM
Seattle | Seattle -> MSR -> Row 16 -> 16-1 | 16-1 | RU#22 | CABLE MANAGER 1 |  | APC | NetShelter | AR8101BLK-2U | APC970 |  |  |  | Apr 25 2014 4:26PM
Seattle | Seattle -> MSR -> Row 16 -> 16-1 | 16-1 | RU#21 | CABLE MANAGER 2 |  | APC | NetShelter | AR8101BLK-1U | APC969 |  |  |  | Apr 25 2014 4:26PM
Seattle | Seattle -> MSR -> Row 16 -> 16-1 | 16-1 | RU#01 | Seasfsc | NETWORK SERVICES | Cisco Systems | Catalyst 6500 | WS-C6513 | CSCA235 | SAL09073JT6 |  | 153.32.254.7 | Apr 25 2014 4:27PM
Seattle | Seattle -> MSR -> Row 16 -> 16-2 | 16-2 | RU#44 | Generic: 1U 24-Port RJ45 Patch Panel #1 |  | Generic Equipment Set | Patch Panel | 1U 24-Port RJ45 Patch Panel | GENR976 |  |  |  | Apr 25 2014 4:28PM
Seattle | Seattle -> MSR -> Row 16 -> 16-2 | 16-2 | RU#43 | Generic: 1U 24-Port RJ45 Patch Panel #2 |  | Generic Equipment Set | Patch Panel | 1U 24-Port RJ45 Patch Panel | GENR976 |  |  |  | Apr 25 2014 4:28PM
Seattle | Seattle -> MSR -> Row 16 -> 16-2 | 16-2 | RU#42 | Generic: 1U 24-Port RJ45 Patch Panel #3 |  | Generic Equipment Set | Patch Panel | 1U 24-Port RJ45 Patch Panel | GENR976 |  |  |  | Apr 25 2014 4:28PM
Seattle | Seattle -> MSR -> Row 16 -> 16-2 | 16-2 | RU#41 | Generic: 1U 24-Port RJ45 Patch Panel #4 |  | Generic Equipment Set | Patch Panel | 1U 24-Port RJ45 Patch Panel | GENR976 |  |  |  | Apr 25 2014 4:28PM
Seattle | Seattle -> MSR -> Row 16 -> 16-2 | 16-2 | RU#40 | Generic: 1U 24-Port RJ45 Patch Panel #7 |  | Generic Equipment Set | Patch Panel | 1U 24-Port RJ45 Patch Panel | GENR976 |  |  |  | Apr 25 2014 4:28PM
Seattle | Seattle -> MSR -> Row 16 -> 16-2 | 16-2 | RU#39 | Generic: 1U 24-Port RJ45 Patch Panel #6 |  | Generic Equipment Set | Patch Panel | 1U 24-Port RJ45 Patch Panel | GENR976 |  |  |  | Apr 25 2014 4:28PM
Seattle | Seattle -> MSR -> Row 16 -> 16-2 | 16-2 | RU#38 | Generic: 1U 24-Port RJ45 Patch Panel #8 |  | Generic Equipment Set | Patch Panel | 1U 24-Port RJ45 Patch Panel | GENR976 |  |  |  | Apr 25 2014 4:28PM
Seattle | Seattle -> MSR -> Row 16 -> 16-2 | 16-2 | RU#37 | Generic: 1U 24-Port RJ45 Patch Panel #9 |  | Generic Equipment Set | Patch Panel | 1U 24-Port RJ45 Patch Panel | GENR976 |  |  |  | Apr 25 2014 4:28PM
Seattle | Seattle -> MSR -> Row 16 -> 16-2 | 16-2 | RU#36 | Generic: 1U 24-Port RJ45 Patch Panel #10 |  | Generic Equipment Set | Patch Panel | 1U 24-Port RJ45 Patch Panel | GENR976 |  |  |  | Apr 25 2014 4:28PM
Seattle | Seattle -> MSR -> Row 16 -> 16-2 | 16-2 | RU#35 | Generic: 1U 24-Port RJ45 Patch Panel #11 |  | Generic Equipment Set | Patch Panel | 1U 24-Port RJ45 Patch Panel | GENR976 |  |  |  | Apr 25 2014 4:28PM
Seattle | Seattle -> MSR -> Row 16 -> 16-2 | 16-2 | RU#34 | Generic: 1U 24-Port RJ45 Patch Panel #12 |  | Generic Equipment Set | Patch Panel | 1U 24-Port RJ45 Patch Panel | GENR976 |  |  |  | Apr 25 2014 4:28PM
Seattle | Seattle -> MSR -> Row 16 -> 16-2 | 16-2 | RU#33 | Generic: 1U 24-Port RJ45 Patch Panel #13 |  | Generic Equipment Set | Patch Panel | 1U 24-Port RJ45 Patch Panel | GENR976 |  |  |  | Apr 25 2014 4:28PM
Seattle | Seattle -> MSR -> Row 16 -> 16-2 | 16-2 | RU#32 | Generic: 1U 24-Port RJ45 Patch Panel #14 |  | Generic Equipment Set | Patch Panel | 1U 24-Port RJ45 Patch Panel | GENR976 |  |  |  | Apr 25 2014 4:28PM
Seattle | Seattle -> MSR -> Row 16 -> 16-2 | 16-2 | RU#01 | seasfsd | NETWORK SERVICES | Cisco Systems | Catalyst 6500 | WS-C6513 | CSCA235 | salc1131wpt1 |  | 153.32.254.7 | Apr 25 2014 4:29PM
Seattle | Seattle -> MSR -> Row 16 -> 16-3 | 16-3 | RU#44 | patch panel switch c |  | Generic Equipment Set | 1100CAT5 | Patch Panel 48-Port | GENR674 |  |  |  | Apr 25 2014 4:29PM
Seattle | Seattle -> MSR -> Row 16 -> 16-3 | 16-3 | RU#17 | Panther | SERVER SERVICES | SUN Microsystems | Sun Fire | V440 | SUN199 | 0525AD83B2 |  | 10.48.4.124 | Apr 25 2014 4:29PM
Seattle | Seattle -> MSR -> Row 16 -> 16-3 | 16-3 | RU#13 | Bengals | SERVER SERVICES | SUN Microsystems | Sun Fire | V440 | SUN199 | 0531AD807D |  | 10.48.4.125 | Apr 25 2014 4:29PM
Seattle | Seattle -> MSR -> Row 16 -> 16-3 | 16-3 | RU#09 | oilers | SERVER SERVICES | SUN Microsystems | Sun Fire | V440 | SUN199 | 0525AD824A |  | 153.32.250.253 | Apr 25 2014 4:29PM
Seattle | Seattle -> MSR -> Row 16 -> 16-3 | 16-3 | RU#05 | steelers | SERVER SERVICES | SUN Microsystems | Sun Fire | V440 | SUN199 | 0525AD838D |  | 153.32.250.252 | Apr 25 2014 4:29PM
Seattle | Seattle -> MSR -> Row 16 -> 16-4 | 16-4 | RU#44 | switch a&amp;b |  | Generic Equipment Set | 1100CAT5 | Patch Panel 48-Port | GENR674 |  |  |  | Apr 25 2014 4:29PM
Seattle | Seattle -> MSR -> Row 16 -> 16-4 | 16-4 | RU#42 | Pdu-sea-msr-cab16-4-a | DATA CENTER OPERATIONS | Raritan Computer | Dominion PX | DPCR20A-32 | RCI187 |  |  | 10.48.4.40 | Apr 25 2014 4:29PM
Seattle | Seattle -> MSR -> Row 16 -> 16-4 | 16-4 | RU#40 | Pdu-sea-msr-cab16-4-b | DATA CENTER OPERATIONS | Raritan Computer | Dominion PX | DPCR20A-32 | RCI187 |  |  | 10.48.4.41 | Apr 25 2014 4:29PM
Seattle | Seattle -> MSR -> Row 17 -> 17-1 | 17-1 | RU#36 | Generic: 19 Inch 1U Shelf #2 |  | Generic Equipment Set | Shelf | 19 Inch 1U Shelf | GENR944 |  |  |  | Apr 25 2014 4:30PM
Seattle | Seattle -> MSR -> Row 17 -> 17-1 | 17-1 | RU#29 | Generic: 19 Inch 1U Shelf #1 |  | Generic Equipment Set | Shelf | 19 Inch 1U Shelf | GENR944 |  |  |  | Apr 25 2014 4:30PM
Seattle | Seattle -> MSR -> Row 17 -> 17-1 | 17-1 | RU#07 | Generic: 19 Inch 1U Shelf #3 |  | Generic Equipment Set | Shelf | 19 Inch 1U Shelf | GENR944 |  |  |  | Apr 25 2014 4:30PM
Seattle | Seattle -> MSR -> Row 17 -> 17-1 | 17-1 | InOutPlug#2 | DPCS20-20 | DATA CENTER OPERATIONS | Raritan Computer | Dominion PX | DPCS20-20 | RCI208 |  |  |  | May 2 2014 5:58PM
Seattle | Seattle -> MSR -> Row 17 -> 17-1 | 17-1 | InOutPlug#1 | DPCS20-20 | DATA CENTER OPERATIONS | Raritan Computer | Dominion PX | DPCS20-20 | RCI208 |  |  |  | May 2 2014 5:58PM
Seattle | Seattle -> MSR -> Row 17 -> 17-2 | 17-2 | RU#44 | Patch panel switch a&amp;b |  | Generic Equipment Set | 1100CAT5 | Patch Panel 48-Port | GENR674 |  |  |  | Apr 25 2014 4:30PM
Seattle | Seattle -> MSR -> Row 17 -> 17-2 | 17-2 | RU#43 | Sea-kvm-2 | DATA CENTER OPERATIONS | Raritan Computer | Dominion KX | KX432 Rackmount | RCI144 |  |  | 153.32.228.21 | Apr 25 2014 4:31PM
Seattle | Seattle -> MSR -> Row 17 -> 17-2 | 17-2 | RU#42 | Cable manager1 |  | Generic Equipment Set | Panel | Blank 1U Panel | GENR259 |  |  |  | Apr 25 2014 4:30PM
Seattle | Seattle -> MSR -> Row 17 -> 17-2 | 17-2 | RU#40 | Cable manager2 |  | Generic Equipment Set | Panel | Blank 1U Panel | GENR259 |  |  |  | Apr 25 2014 4:30PM
Seattle | Seattle -> MSR -> Row 17 -> 17-4 | 17-4 | RU#44 | switch c |  | Generic Equipment Set | 1100CAT5 | Patch Panel 48-Port | GENR674 | m2kgxmvuumbca2at |  | 10.48.14.50 | Apr 25 2014 4:31PM
Seattle | Seattle -> MSR -> Row 17 -> 17-5 | 17-5 | RU#44 | Patch panel switch c |  | Generic Equipment Set | 1100CAT5 | Patch Panel 48-Port | GENR674 |  |  |  | Apr 25 2014 4:31PM
Seattle | Seattle -> MSR -> Row 17 -> 17-5 | 17-5 | InOutPlug#2 | DPCS20-20 | DATA CENTER OPERATIONS | Raritan Computer | Dominion PX | DPCS20-20 | RCI208 |  |  |  | May 2 2014 5:58PM
Seattle | Seattle -> MSR -> Row 17 -> 17-5 | 17-5 | InOutPlug#1 | DPCS20-20 | DATA CENTER OPERATIONS | Raritan Computer | Dominion PX | DPCS20-20 | RCI208 |  |  |  | May 2 2014 5:58PM
Seattle | Seattle -> MSR -> Row 18 -> 18-1 | 18-1 | RU#25 | 19 Inch 1U Shelf with two mac pros |  | Generic Equipment Set | Shelf | 19 Inch 1U Shelf | GENR944 |  |  |  | Apr 25 2016 12:29PM
Seattle | Seattle -> MSR -> Row 18 -> 18-1 | 18-1 | RU#13 | 19 Inch 1U Shelf with two mac pros |  | Generic Equipment Set | Shelf | 19 Inch 1U Shelf | GENR944 |  |  |  | Apr 25 2016 12:29PM
Seattle | Seattle -> MSR -> Row 18 -> 18-1 | 18-1 | RU#01 | 19 Inch 1U Shelf with two mac pros |  | Generic Equipment Set | Shelf | 19 Inch 1U Shelf | GENR944 |  |  |  | Apr 25 2016 12:29PM
Seattle | Seattle -> MSR -> Row 18 -> 18-1 -> 19 Inch 1U Shelf with two mac pros | 19 Inch 1U Shelf with two mac pros | InOutPlug#7 | musemac-aux3 |  | Apple Computer | Mac | MacPro | APPL165 |  |  |  | Apr 25 2016 12:29PM
Seattle | Seattle -> MSR -> Row 18 -> 18-1 -> 19 Inch 1U Shelf with two mac pros | 19 Inch 1U Shelf with two mac pros | InOutPlug#7 | ae-auto-mac6 |  | Apple Computer | Mac | Mac Pro (Quad-Core) | APPL204 | 100217409 |  |  | Sep 29 2016 3:36PM
Seattle | Seattle -> MSR -> Row 18 -> 18-1 -> 19 Inch 1U Shelf with two mac pros | 19 Inch 1U Shelf with two mac pros | InOutPlug#7 | Muse-mac3 |  | Apple Computer | Mac | MacPro | APPL165 | YM00912N20G |  |  | Apr 25 2016 12:29PM
Seattle | Seattle -> MSR -> Row 18 -> 18-1 -> 19 Inch 1U Shelf with two mac pros | 19 Inch 1U Shelf with two mac pros | InOutPlug#1 | ae-auto-mac3 |  | Apple Computer | Mac | MacPro | APPL165 | C07JV06YF4MD |  |  | Apr 25 2016 12:29PM
Seattle | Seattle -> MSR -> Row 18 -> 18-1 -> 19 Inch 1U Shelf with two mac pros | 19 Inch 1U Shelf with two mac pros | InOutPlug#1 | ae-auto-mac5 |  | Apple Computer | Mac | MacPro | APPL165 | cwj |  |  | Apr 25 2016 12:29PM
Seattle | Seattle -> MSR -> Row 18 -> 18-1 -> 19 Inch 1U Shelf with two mac pros | 19 Inch 1U Shelf with two mac pros | InOutPlug#1 | musemac-aux2 |  | Apple Computer | Mac | MacPro | APPL165 |  |  |  | Apr 25 2016 12:29PM
Seattle | Seattle -> MSR -> Row 18 -> 18-2 | 18-2 | RU#44 | Patch panel switch a&amp;b |  | Generic Equipment Set | 1100CAT5 | Patch Panel 48-Port | GENR674 |  |  |  | Apr 25 2014 4:32PM
Seattle | Seattle -> MSR -> Row 18 -> 18-2 | 18-2 | RU#25 | 19 Inch 1U Shelf with two mac pros |  | Generic Equipment Set | Shelf | 19 Inch 1U Shelf | GENR944 |  |  |  | Apr 25 2016 12:29PM
Seattle | Seattle -> MSR -> Row 18 -> 18-2 | 18-2 | RU#13 | 19 Inch 1U Shelf with two mac pros |  | Generic Equipment Set | Shelf | 19 Inch 1U Shelf | GENR944 |  |  |  | Apr 25 2016 12:29PM
Seattle | Seattle -> MSR -> Row 18 -> 18-2 | 18-2 | RU#01 | 19 Inch 1U Shelf with two mac pros |  | Generic Equipment Set | Shelf | 19 Inch 1U Shelf | GENR944 |  |  |  | Apr 25 2016 12:29PM
Seattle | Seattle -> MSR -> Row 18 -> 18-2 -> 19 Inch 1U Shelf with two mac pros | 19 Inch 1U Shelf with two mac pros | InOutPlug#7 | musewin-aux3 |  | Apple Computer | Mac | MacPro | APPL165 |  |  |  | Apr 25 2016 12:29PM
Seattle | Seattle -> MSR -> Row 18 -> 18-2 -> 19 Inch 1U Shelf with two mac pros | 19 Inch 1U Shelf with two mac pros | InOutPlug#7 | musewin-aux5 |  | Apple Computer | Mac | MacPro | APPL165 |  |  |  | Apr 25 2016 12:29PM
Seattle | Seattle -> MSR -> Row 18 -> 18-2 -> 19 Inch 1U Shelf with two mac pros | 19 Inch 1U Shelf with two mac pros | InOutPlug#7 | musemac-host3 |  | Apple Computer | Mac | MacPro | APPL165 |  |  |  | Apr 25 2016 12:29PM
Seattle | Seattle -> MSR -> Row 18 -> 18-2 -> 19 Inch 1U Shelf with two mac pros | 19 Inch 1U Shelf with two mac pros | InOutPlug#1 | musemac-host2 |  | Apple Computer | Mac | MacPro | APPL165 |  |  |  | Apr 25 2016 12:29PM
Seattle | Seattle -> MSR -> Row 18 -> 18-2 -> 19 Inch 1U Shelf with two mac pros | 19 Inch 1U Shelf with two mac pros | InOutPlug#1 | musewin-aux4 |  | Apple Computer | Mac | MacPro | APPL165 |  |  |  | Apr 25 2016 12:29PM
Seattle | Seattle -> MSR -> Row 18 -> 18-2 -> 19 Inch 1U Shelf with two mac pros | 19 Inch 1U Shelf with two mac pros | InOutPlug#1 | Musebuild-mac |  | Apple Computer | Mac | MacPro | APPL165 |  |  |  | Apr 25 2016 12:29PM
Seattle | Seattle -> MSR -> Row 18 -> 18-3 | 18-3 | RU#25 | 19 Inch 1U Shelf with two mac pros |  | Generic Equipment Set | Shelf | 19 Inch 1U Shelf | GENR944 |  |  |  | Apr 25 2016 12:30PM
Seattle | Seattle -> MSR -> Row 18 -> 18-3 | 18-3 | RU#13 | 19 Inch 1U Shelf with two mac pros |  | Generic Equipment Set | Shelf | 19 Inch 1U Shelf | GENR944 |  |  |  | Apr 25 2016 12:29PM
Seattle | Seattle -> MSR -> Row 18 -> 18-3 | 18-3 | RU#01 | 19 Inch 1U Shelf with two mac pros |  | Generic Equipment Set | Shelf | 19 Inch 1U Shelf | GENR944 |  |  |  | Apr 25 2016 12:29PM
Seattle | Seattle -> MSR -> Row 18 -> 18-3 -> 19 Inch 1U Shelf with two mac pros | 19 Inch 1U Shelf with two mac pros | InOutPlug#7 | musewin-aux4 |  | Apple Computer | Mac | MacPro | APPL165 |  |  |  | Apr 25 2016 12:29PM
Seattle | Seattle -> MSR -> Row 18 -> 18-3 -> 19 Inch 1U Shelf with two mac pros | 19 Inch 1U Shelf with two mac pros | InOutPlug#7 | musewin-aux2 |  | Apple Computer | Mac | MacPro | APPL165 |  |  |  | Apr 25 2016 12:29PM
Seattle | Seattle -> MSR -> Row 18 -> 18-3 -> 19 Inch 1U Shelf with two mac pros | 19 Inch 1U Shelf with two mac pros | InOutPlug#7 | md-mac-b2 |  | Apple Computer | Mac | MacPro | APPL165 |  |  |  | Apr 25 2016 12:30PM
Seattle | Seattle -> MSR -> Row 18 -> 18-3 -> 19 Inch 1U Shelf with two mac pros | 19 Inch 1U Shelf with two mac pros | InOutPlug#1 | musewin-aux5 |  | Apple Computer | Mac | MacPro | APPL165 |  |  |  | Apr 25 2016 12:29PM
Seattle | Seattle -> MSR -> Row 18 -> 18-3 -> 19 Inch 1U Shelf with two mac pros | 19 Inch 1U Shelf with two mac pros | InOutPlug#1 | md-mac-b1 |  | Apple Computer | Mac | MacPro | APPL165 |  |  |  | Apr 25 2016 12:30PM
Seattle | Seattle -> MSR -> Row 18 -> 18-3 -> 19 Inch 1U Shelf with two mac pros | 19 Inch 1U Shelf with two mac pros | InOutPlug#1 | musemac-host1 |  | Apple Computer | Mac | MacPro | APPL165 |  |  |  | Apr 25 2016 12:29PM
Seattle | Seattle -> MSR -> Row 18 -> 18-4 | 18-4 | RU#44 | Patch panel switch c1 |  | Generic Equipment Set | 1100CAT5 | Patch Panel 48-Port | GENR674 |  |  |  | Apr 25 2014 4:33PM
Seattle | Seattle -> MSR -> Row 18 -> 18-4 | 18-4 | RU#42 | Patch panel switch c2 |  | Generic Equipment Set | 1100CAT5 | Patch Panel 48-Port | GENR674 |  |  |  | Apr 25 2014 4:33PM
Seattle | Seattle -> MSR -> Row 18 -> 18-4 | 18-4 | RU#25 | 19 Inch 1U Shelf with two mac pros |  | Generic Equipment Set | Shelf | 19 Inch 1U Shelf | GENR944 |  |  |  | Apr 25 2016 12:30PM
Seattle | Seattle -> MSR -> Row 18 -> 18-4 | 18-4 | RU#13 | 19 Inch 1U Shelf with two mac pros |  | Generic Equipment Set | Shelf | 19 Inch 1U Shelf | GENR944 |  |  |  | Apr 25 2016 12:30PM
Seattle | Seattle -> MSR -> Row 18 -> 18-4 | 18-4 | RU#01 | 19 Inch 1U Shelf with two mac pros |  | Generic Equipment Set | Shelf | 19 Inch 1U Shelf | GENR944 |  |  |  | Apr 25 2016 12:30PM
Seattle | Seattle -> MSR -> Row 18 -> 18-4 -> 19 Inch 1U Shelf with two mac pros | 19 Inch 1U Shelf with two mac pros | InOutPlug#7 | MacProSET2 |  | Apple Computer | Mac | MacPro | APPL165 |  |  |  | Apr 25 2016 12:30PM
Seattle | Seattle -> MSR -> Row 18 -> 18-4 -> 19 Inch 1U Shelf with two mac pros | 19 Inch 1U Shelf with two mac pros | InOutPlug#7 | macproset4 |  | Apple Computer | Mac | MacPro | APPL165 |  |  |  | Apr 25 2016 12:30PM
Seattle | Seattle -> MSR -> Row 18 -> 18-4 -> 19 Inch 1U Shelf with two mac pros | 19 Inch 1U Shelf with two mac pros | InOutPlug#7 | musemac-host6 |  | Apple Computer | Mac | MacPro | APPL165 |  |  |  | Apr 25 2016 12:30PM
Seattle | Seattle -> MSR -> Row 18 -> 18-4 -> 19 Inch 1U Shelf with two mac pros | 19 Inch 1U Shelf with two mac pros | InOutPlug#1 | macproset5 |  | Apple Computer | Mac | MacPro | APPL165 |  |  |  | Apr 25 2016 12:30PM
Seattle | Seattle -> MSR -> Row 18 -> 18-4 -> 19 Inch 1U Shelf with two mac pros | 19 Inch 1U Shelf with two mac pros | InOutPlug#1 | MacProSET3 |  | Apple Computer | Mac | MacPro | APPL165 |  |  |  | Apr 25 2016 12:30PM
Seattle | Seattle -> MSR -> Row 18 -> 18-4 -> 19 Inch 1U Shelf with two mac pros | 19 Inch 1U Shelf with two mac pros | InOutPlug#1 | MacProSET1 |  | Apple Computer | Mac | MacPro | APPL165 |  |  |  | Apr 25 2016 12:30PM
Seattle | Seattle -> MSR -> Row 18 -> 18-5 | 18-5 | RU#44 | Patch panel switch a&amp;b |  | Generic Equipment Set | 1100CAT5 | Patch Panel 48-Port | GENR674 |  |  |  | Apr 25 2014 4:34PM
Seattle | Seattle -> MSR -> Row 18 -> 18-5 | 18-5 | RU#25 | 19 Inch 1U Shelf with two mac pros |  | Generic Equipment Set | Shelf | 19 Inch 1U Shelf | GENR944 |  |  |  | Apr 25 2016 12:30PM
Seattle | Seattle -> MSR -> Row 18 -> 18-5 | 18-5 | RU#13 | 19 Inch 1U Shelf with two mac pros |  | Generic Equipment Set | Shelf | 19 Inch 1U Shelf | GENR944 |  |  |  | Apr 25 2016 12:30PM
Seattle | Seattle -> MSR -> Row 18 -> 18-5 | 18-5 | RU#01 | 19 Inch 1U Shelf with two mac pros |  | Generic Equipment Set | Shelf | 19 Inch 1U Shelf | GENR944 |  |  |  | Apr 25 2016 12:30PM
Seattle | Seattle -> MSR -> Row 18 -> 18-5 -> 19 Inch 1U Shelf with two mac pros | 19 Inch 1U Shelf with two mac pros | InOutPlug#7 | dva-cs7mac-1 |  | Apple Computer | Mac | MacPro | APPL165 |  |  |  | Apr 25 2016 12:30PM
Seattle | Seattle -> MSR -> Row 18 -> 18-5 -> 19 Inch 1U Shelf with two mac pros | 19 Inch 1U Shelf with two mac pros | InOutPlug#7 | dva-cs7mac-4 |  | Apple Computer | Mac | MacPro | APPL165 |  |  |  | Apr 25 2016 12:30PM
Seattle | Seattle -> MSR -> Row 18 -> 18-5 -> 19 Inch 1U Shelf with two mac pros | 19 Inch 1U Shelf with two mac pros | InOutPlug#7 | rel-ffc-proc-osx |  | Apple Computer | Mac | prerel-ffc-proc-osx | APPL165 |  |  |  | Apr 25 2016 12:30PM
Seattle | Seattle -> MSR -> Row 18 -> 18-5 -> 19 Inch 1U Shelf with two mac pros | 19 Inch 1U Shelf with two mac pros | InOutPlug#1 | dva-cs7mac-5 |  | Apple Computer | Mac | MacPro | APPL165 |  |  |  | Apr 25 2016 12:30PM
Seattle | Seattle -> MSR -> Row 18 -> 18-5 -> 19 Inch 1U Shelf with two mac pros | 19 Inch 1U Shelf with two mac pros | InOutPlug#1 | dva-cs7mac-3 |  | Apple Computer | Mac | MacPro | APPL165 |  |  |  | Apr 25 2016 12:30PM
Seattle | Seattle -> MSR -> Row 18 -> 18-5 -> 19 Inch 1U Shelf with two mac pros | 19 Inch 1U Shelf with two mac pros | InOutPlug#1 | dva-cs7mac-2 |  | Apple Computer | Mac | MacPro | APPL165 |  |  |  | Apr 25 2016 12:30PM
Seattle | Seattle -> MSR -> Row 18 -> 18-6 | 18-6 | RU#13 | 19 Inch 1U Shelf with two mac pros |  | Generic Equipment Set | Shelf | 19 Inch 1U Shelf | GENR944 |  |  |  | Apr 25 2016 12:30PM
Seattle | Seattle -> MSR -> Row 18 -> 18-6 | 18-6 | RU#01 | 19 Inch 1U Shelf with two mac pros |  | Generic Equipment Set | Shelf | 19 Inch 1U Shelf | GENR944 |  |  |  | Apr 25 2016 12:30PM
Seattle | Seattle -> MSR -> Row 18 -> 18-6 -> 19 Inch 1U Shelf with two mac pros | 19 Inch 1U Shelf with two mac pros | InOutPlug#7 | prerel-ffc--proc-osx |  | Apple Computer | Mac | MacPro | APPL165 |  |  |  | Apr 25 2016 12:30PM
Seattle | Seattle -> MSR -> Row 18 -> 18-6 -> 19 Inch 1U Shelf with two mac pros | 19 Inch 1U Shelf with two mac pros | InOutPlug#7 | ae-auto-mac1 |  | Apple Computer | Mac | MacPro | APPL165 |  |  |  | Apr 25 2016 12:30PM
Seattle | Seattle -> MSR -> Row 18 -> 18-6 -> 19 Inch 1U Shelf with two mac pros | 19 Inch 1U Shelf with two mac pros | InOutPlug#1 | ae-auto-ibs-mac |  | Apple Computer | Mac | MacPro | APPL165 |  |  |  | Apr 25 2016 12:30PM
Seattle | Seattle -> MSR -> Row 18 -> 18-6 -> 19 Inch 1U Shelf with two mac pros | 19 Inch 1U Shelf with two mac pros | InOutPlug#1 | bugatti |  | Apple Computer | Mac | MacPro | APPL165 |  |  |  | Apr 25 2016 12:30PM
Seattle | Seattle -> MSR -> Row 19 -> 19-1 AE cabinet | 19-1 AE cabinet | RU#30 | 19 Inch 1U Shelf |  | Generic Equipment Set | Shelf | 19 Inch 1U Shelf | GENR944 |  |  |  | Apr 25 2016 12:27PM
Seattle | Seattle -> MSR -> Row 19 -> 19-1 AE cabinet | 19-1 AE cabinet | RU#18 | 19 Inch 1U Shelf with two mac pros |  | Generic Equipment Set | Shelf | 19 Inch 1U Shelf | GENR944 |  |  |  | Apr 25 2016 12:27PM
Seattle | Seattle -> MSR -> Row 19 -> 19-1 AE cabinet | 19-1 AE cabinet | RU#11 | 19 Inch 1U Shelf |  | Generic Equipment Set | Shelf | 19 Inch 1U Shelf | GENR944 |  |  |  | Apr 25 2016 12:27PM
Seattle | Seattle -> MSR -> Row 19 -> 19-1 AE cabinet | 19-1 AE cabinet | RU#01 | 19 Inch 1U Shelf |  | Generic Equipment Set | Shelf | 19 Inch 1U Shelf | GENR944 |  |  |  | Apr 25 2016 12:27PM
Seattle | Seattle -> MSR -> Row 19 -> 19-1 AE cabinet -> 19 Inch 1U Shelf | 19 Inch 1U Shelf | InOutPlug#7 | otto-Gyros |  | Hewlett-Packard | HP Z600 Workstation | Z640 - Tower | HEPW102 |  |  |  | Apr 25 2016 12:27PM
Seattle | Seattle -> MSR -> Row 19 -> 19-1 AE cabinet -> 19 Inch 1U Shelf | 19 Inch 1U Shelf | InOutPlug#7 | otto-mation |  | Dell Computer | Precision T Series | T1700 -SFF | DELM475 |  |  |  | Apr 25 2016 12:27PM
Seattle | Seattle -> MSR -> Row 19 -> 19-1 AE cabinet -> 19 Inch 1U Shelf | 19 Inch 1U Shelf | InOutPlug#7 | otto-matic |  | Dell Computer | Precision T Series | T1700 -SFF | DELM475 |  |  |  | Apr 25 2016 12:27PM
Seattle | Seattle -> MSR -> Row 19 -> 19-1 AE cabinet -> 19 Inch 1U Shelf | 19 Inch 1U Shelf | InOutPlug#2 | AE-Auto-Mac-7 |  | Apple Computer | Mac | Mac Pro (Quad-Core) | APPL204 |  |  |  | Apr 25 2016 12:27PM
Seattle | Seattle -> MSR -> Row 19 -> 19-1 AE cabinet -> 19 Inch 1U Shelf | 19 Inch 1U Shelf | InOutPlug#1 | otto-graham |  | Hewlett-Packard | Elite Desktop PCs | 800 G1 - Tower | HEPW853 |  |  |  | Apr 25 2016 12:27PM
Seattle | Seattle -> MSR -> Row 19 -> 19-1 AE cabinet -> 19 Inch 1U Shelf | 19 Inch 1U Shelf | InOutPlug#1 | otto-preminger |  | Hewlett-Packard | Elite Desktop PCs | 800 G1 - Tower | HEPW853 |  |  |  | Apr 25 2016 12:27PM
Seattle | Seattle -> MSR -> Row 19 -> 19-1 AE cabinet -> 19 Inch 1U Shelf with two mac pros | 19 Inch 1U Shelf with two mac pros | InOutPlug#7 | otto-mann |  | Apple Computer | Mac | MacPro | APPL165 |  |  |  | Apr 25 2016 12:27PM
Seattle | Seattle -> MSR -> Row 19 -> 19-1 AE cabinet -> 19 Inch 1U Shelf with two mac pros | 19 Inch 1U Shelf with two mac pros | InOutPlug#1 | otto-parts |  | Apple Computer | Mac | MacPro | APPL165 |  |  |  | Apr 25 2016 12:27PM
Seattle | Seattle -> MSR -> Row 19 -> 19-2 AE expansion cabinet | 19-2 AE expansion cabinet | RU#01 | 19 Inch 1U Shelf |  | Generic Equipment Set | Shelf | 19 Inch 1U Shelf | GENR944 |  |  |  | May 1 2016 5:06PM
Seattle | Seattle -> MSR -> Row 19 -> 19-2 AE expansion cabinet -> 19 Inch 1U Shelf | 19 Inch 1U Shelf | InOutPlug#7 | ae-autowin-02 |  | Dell Computer | Precision T Series | Precision T5500 | DELC394 |  |  |  | May 2 2016 4:40PM
Seattle | Seattle -> MSR -> Row 19 -> 19-2 AE expansion cabinet -> 19 Inch 1U Shelf | 19 Inch 1U Shelf | InOutPlug#1 | valier |  | Apple Computer | Mac | MacPro | APPL165 |  |  |  | May 1 2016 5:06PM
Seattle | Seattle -> MSR -> Row 19 -> 19-3 | 19-3 | RU#45 | conseattle-3 | DATA CENTER OPERATIONS | Raritan Computer | Dominion SX | DSX16 | RCI074 | wa02c0002 |  | 10.48.4.96 | Jan 8 2015 1:02PM
Seattle | Seattle -> MSR -> Row 19 -> 19-3 | 19-3 | RU#41 | Arkham | LAB SERVICES | Hewlett-Packard | ProLiant | DL360 G4 | HEPA155 | usm51400uu | 1000-85808 | 10.48.41.54 | Apr 25 2014 4:34PM
Seattle | Seattle -> MSR -> Row 19 -> 19-3 | 19-3 | RU#40 | kalel | LAB SERVICES | Hewlett-Packard | ProLiant | DL360 G4 | HEPA155 | usm51400uu | 1000-85808 | 10.48.41.54 | Apr 25 2014 4:34PM
Seattle | Seattle -> MSR -> Row 19 -> 19-3 | 19-3 | RU#39 | Mjolnir | LAB SERVICES | Hewlett-Packard | ProLiant | DL360 G4 | HEPA155 | usm51400u3 | 1000-85808 | 10.48.41.54 | Apr 25 2014 4:34PM
Seattle | Seattle -> MSR -> Row 19 -> 19-3 | 19-3 | RU#38 | build.adobe-identity.com | LAB SERVICES | Dell Computer | PowerEdge R-Series | PowerEdge R320 with DVD | DELM328 | cd5nw12 |  |  | May 21 2015 12:17PM
Seattle | Seattle -> MSR -> Row 19 -> 19-3 | 19-3 | RU#11 | 19 Inch 1U Shelf with two mac pros |  | Generic Equipment Set | Shelf | 19 Inch 1U Shelf | GENR944 |  |  |  | Apr 25 2016 12:27PM
Seattle | Seattle -> MSR -> Row 19 -> 19-3 | 19-3 | RU#01 | 19 Inch 1U Shelf |  | Generic Equipment Set | Shelf | 19 Inch 1U Shelf | GENR944 |  |  |  | Apr 25 2016 12:27PM
Seattle | Seattle -> MSR -> Row 19 -> 19-3 | 19-3 | InOutPlug#2 | DPXS20-20 | DATA CENTER OPERATIONS | Raritan Computer | Dominion PX | DPXS20-20 | RCI234 |  |  |  | May 2 2014 5:29PM
Seattle | Seattle -> MSR -> Row 19 -> 19-3 | 19-3 | InOutPlug#1 | DPXS20-20 | DATA CENTER OPERATIONS | Raritan Computer | Dominion PX | DPXS20-20 | RCI234 |  |  |  | May 2 2014 5:29PM
Seattle | Seattle -> MSR -> Row 19 -> 19-3 -> 19 Inch 1U Shelf | 19 Inch 1U Shelf | InOutPlug#7 | winogrand |  | Dell Computer | Precision T Series | Precision T5500 | DELC394 |  |  |  | Apr 25 2016 12:27PM
Seattle | Seattle -> MSR -> Row 19 -> 19-3 -> 19 Inch 1U Shelf | 19 Inch 1U Shelf | InOutPlug#1 | lanting |  | Dell Computer | Precision T Series | Precision T5600 | DELM105 |  |  |  | Apr 25 2016 12:27PM
Seattle | Seattle -> MSR -> Row 19 -> 19-3 -> 19 Inch 1U Shelf with two mac pros | 19 Inch 1U Shelf with two mac pros | InOutPlug#7 | leiter |  | Apple Computer | Mac | MacPro | APPL165 |  |  |  | Apr 25 2016 12:27PM
Seattle | Seattle -> MSR -> Row 19 -> 19-3 -> 19 Inch 1U Shelf with two mac pros | 19 Inch 1U Shelf with two mac pros | InOutPlug#1 | avedon |  | Apple Computer | Mac | MacPro | APPL165 |  |  |  | Apr 25 2016 12:27PM
Seattle | Seattle -> MSR -> Row 19 -> 19-4 | 19-4 | RU#44 | Patch panel switch c |  | Generic Equipment Set | 1100CAT5 | Patch Panel 48-Port | GENR674 |  |  |  | Apr 25 2014 4:35PM
Seattle | Seattle -> MSR -> Row 19 -> 19-4 | 19-4 | RU#42 | Patch panel switch a&amp;b |  | Generic Equipment Set | 1100CAT5 | Patch Panel 48-Port | GENR674 |  |  |  | Apr 25 2014 4:35PM
Seattle | Seattle -> MSR -> Row 2 -> row 2-2 | row 2-2 | RU#03 | seamsrpducab2-2-1 |  | Raritan Computer | Dominion PX II | PX2-5339R | RCI586 | QN15600008 |  |  | Aug 21 2015 5:53PM
Seattle | Seattle -> MSR -> Row 2 -> row 2-2 | row 2-2 | RU#01 | seamsrpducab2-2-2 |  | Raritan Computer | Dominion PX II | PX2-5339R | RCI586 | QN15600002 |  |  | Aug 21 2015 5:53PM
Seattle | Seattle -> MSR -> Row 2 -> row 2-3 | row 2-3 | RU#16 | sttl-cs01-vs-01 |  | Cisco Systems | Catalyst 6500 | WS-C6509-E V06 | CICO323 | SMG1917N005 |  |  | Aug 21 2015 5:53PM
Seattle | Seattle -> MSR -> Row 2 -> row 2-3 | row 2-3 | RU#01 | sttl-cs01-vs-02 |  | Cisco Systems | Catalyst 6500 | WS-C6509-E V06 | CICO323 | SMG1917N01X |  |  | Aug 21 2015 5:53PM
Seattle | Seattle -> MSR -> Row 2 -> row 2-4 | row 2-4 | RU#03 | seamsrpducab2-4-1 |  | Raritan Computer | Dominion PX II | PX2-5339R | RCI586 | QN15600004 |  |  | Aug 21 2015 5:53PM
Seattle | Seattle -> MSR -> Row 2 -> row 2-4 | row 2-4 | RU#01 | seamsrpducab2-4-2 |  | Raritan Computer | Dominion PX II | PX2-5339R | RCI586 | QN15600007 |  |  | Aug 21 2015 5:53PM
Seattle | Seattle -> MSR -> Row 20 -> 20-1 | 20-1 | RU#25 | 19 Inch 1U Shelf |  | Generic Equipment Set | Shelf | 19 Inch 1U Shelf | GENR944 |  |  |  | Apr 25 2016 12:25PM
Seattle | Seattle -> MSR -> Row 20 -> 20-1 | 20-1 | RU#13 | 19 Inch 1U Shelf with two mac pros |  | Generic Equipment Set | Shelf | 19 Inch 1U Shelf | GENR944 |  |  |  | Apr 25 2016 12:25PM
Seattle | Seattle -> MSR -> Row 20 -> 20-1 | 20-1 | RU#01 | 19 Inch 1U Shelf with two mac pros |  | Generic Equipment Set | Shelf | 19 Inch 1U Shelf | GENR944 |  |  |  | Apr 25 2016 12:25PM
Seattle | Seattle -> MSR -> Row 20 -> 20-1 -> 19 Inch 1U Shelf | 19 Inch 1U Shelf | InOutPlug#7 | emcm-main |  | Apple Computer | Mac | MacPro | APPL165 |  |  |  | May 1 2016 5:54PM
Seattle | Seattle -> MSR -> Row 20 -> 20-1 -> 19 Inch 1U Shelf | 19 Inch 1U Shelf | InOutPlug#1 | pmcw-perf1 |  | Dell Computer | Precision T Series | Precision T3500 | DELC400 |  |  |  | Apr 25 2016 12:25PM
Seattle | Seattle -> MSR -> Row 20 -> 20-1 -> 19 Inch 1U Shelf with two mac pros | 19 Inch 1U Shelf with two mac pros | InOutPlug#7 | pmcm-main |  | Apple Computer | Mac | MacPro | APPL165 |  |  |  | Apr 25 2016 12:25PM
Seattle | Seattle -> MSR -> Row 20 -> 20-1 -> 19 Inch 1U Shelf with two mac pros | 19 Inch 1U Shelf with two mac pros | InOutPlug#7 | pmcm-perf1 |  | Apple Computer | Mac | MacPro | APPL165 |  |  |  | Apr 25 2016 12:25PM
Seattle | Seattle -> MSR -> Row 20 -> 20-1 -> 19 Inch 1U Shelf with two mac pros | 19 Inch 1U Shelf with two mac pros | InOutPlug#1 | emcm-gp2 |  | Apple Computer | Mac | MacPro | APPL165 |  |  |  | Apr 25 2016 12:25PM
Seattle | Seattle -> MSR -> Row 20 -> 20-1 -> 19 Inch 1U Shelf with two mac pros | 19 Inch 1U Shelf with two mac pros | InOutPlug#1 | pmcm-stperf |  | Apple Computer | Mac | MacPro | APPL165 |  |  |  | Apr 25 2016 12:25PM
Seattle | Seattle -> MSR -> Row 20 -> 20-2 | 20-2 | RU#44 | switch c |  | Generic Equipment Set | 1100CAT5 | Patch Panel 48-Port | GENR674 |  |  |  | Apr 25 2014 4:35PM
Seattle | Seattle -> MSR -> Row 20 -> 20-2 | 20-2 | RU#42 | switch a&amp;b |  | Generic Equipment Set | 1100CAT5 | Patch Panel 48-Port | GENR674 |  |  |  | Apr 25 2014 4:35PM
Seattle | Seattle -> MSR -> Row 20 -> 20-2 | 20-2 | RU#25 | 19 Inch 1U Shelf |  | Generic Equipment Set | Shelf | 19 Inch 1U Shelf | GENR944 |  |  |  | Apr 25 2016 12:25PM
Seattle | Seattle -> MSR -> Row 20 -> 20-2 | 20-2 | RU#13 | 19 Inch 1U Shelf |  | Generic Equipment Set | Shelf | 19 Inch 1U Shelf | GENR944 |  |  |  | Apr 25 2016 12:25PM
Seattle | Seattle -> MSR -> Row 20 -> 20-2 | 20-2 | RU#01 | 19 Inch 1U Shelf |  | Generic Equipment Set | Shelf | 19 Inch 1U Shelf | GENR944 |  |  |  | Apr 25 2016 12:25PM
Seattle | Seattle -> MSR -> Row 20 -> 20-2 -> 19 Inch 1U Shelf | 19 Inch 1U Shelf | InOutPlug#7 | ame-ibs-cit1-mac |  | Apple Computer | Mac | MacPro | APPL165 |  |  |  | Apr 25 2016 12:25PM
Seattle | Seattle -> MSR -> Row 20 -> 20-2 -> 19 Inch 1U Shelf | 19 Inch 1U Shelf | InOutPlug#7 | emcm-gp4 |  | Apple Computer | Mac | MacPro | APPL165 |  |  |  | Apr 25 2016 12:25PM
Seattle | Seattle -> MSR -> Row 20 -> 20-2 -> 19 Inch 1U Shelf | 19 Inch 1U Shelf | InOutPlug#7 | browing |  | Dell Computer | Precision T Series | Precision T5500 | DELC394 |  |  |  | May 1 2016 5:54PM
Seattle | Seattle -> MSR -> Row 20 -> 20-2 -> 19 Inch 1U Shelf | 19 Inch 1U Shelf | InOutPlug#1 | emcm-gp-5-1 |  | Apple Computer | Mac | MacPro | APPL165 |  |  |  | Apr 25 2016 12:25PM
Seattle | Seattle -> MSR -> Row 20 -> 20-2 -> 19 Inch 1U Shelf | 19 Inch 1U Shelf | InOutPlug#1 | emcm-gp |  | Apple Computer | Mac | MacPro | APPL165 |  |  |  | Apr 25 2016 12:25PM
Seattle | Seattle -> MSR -> Row 20 -> 20-2 -> 19 Inch 1U Shelf | 19 Inch 1U Shelf | InOutPlug#1 | emcm-gp3 |  | Apple Computer | Mac | MacPro | APPL165 |  |  |  | Apr 25 2016 12:25PM
Seattle | Seattle -> MSR -> Row 20 -> 20-3 DPS Growth | 20-3 DPS Growth | RU#34 | 19 Inch 1U Shelf |  | Generic Equipment Set | Shelf | 19 Inch 1U Shelf | GENR944 |  |  |  | May 1 2016 5:54PM
Seattle | Seattle -> MSR -> Row 20 -> 20-3 DPS Growth | 20-3 DPS Growth | RU#13 | Shelf |  | Generic Equipment Set | Shelf | 19 Inch 1U Shelf | GENR944 |  |  |  | Apr 28 2016 8:07PM
Seattle | Seattle -> MSR -> Row 20 -> 20-3 DPS Growth | 20-3 DPS Growth | RU#01 | Shelf |  | Generic Equipment Set | Shelf | 19 Inch 1U Shelf | GENR944 |  |  |  | Apr 25 2016 12:25PM
Seattle | Seattle -> MSR -> Row 20 -> 20-3 DPS Growth -> 19 Inch 1U Shelf | 19 Inch 1U Shelf | InOutPlug#7 | Precision T5500 |  | Dell Computer | Precision T Series | Precision T5500 | DELC394 |  |  |  | May 1 2016 5:54PM
Seattle | Seattle -> MSR -> Row 20 -> 20-3 DPS Growth -> 19 Inch 1U Shelf | 19 Inch 1U Shelf | InOutPlug#1 | Precision emcw-main |  | Dell Computer | Precision T Series | Precision T3500 | DELC400 |  |  |  | May 1 2016 5:54PM
Seattle | Seattle -> MSR -> Row 20 -> 20-3 DPS Growth -> Shelf | Shelf | InOutPlug#7 | pepsi |  | Apple Computer | Mac | MacPro | APPL165 |  |  |  | Apr 28 2016 8:07PM
Seattle | Seattle -> MSR -> Row 20 -> 20-3 DPS Growth -> Shelf | Shelf | InOutPlug#7 | pmcm-st2 |  | Apple Computer | Mac | MacPro | APPL165 |  |  |  | Apr 25 2016 12:25PM
Seattle | Seattle -> MSR -> Row 20 -> 20-3 DPS Growth -> Shelf | Shelf | InOutPlug#1 | pmcw-st2 |  | Dell Computer | Precision T Series | Precision T5400 (Tower) | DELL556 |  |  |  | Apr 25 2016 12:25PM
Seattle | Seattle -> MSR -> Row 20 -> 20-3 DPS Growth -> Shelf | Shelf | InOutPlug#1 | ddp-mac-01 |  | Apple Computer | Mac | MacPro | APPL165 |  |  |  | Apr 25 2016 12:25PM
Seattle | Seattle -> MSR -> Row 20 -> 20-4 DPS, MAC MINI shelves | 20-4 DPS, MAC MINI shelves | RU#44 | Generic: 2U 48-Port RJ45 Patch Panel #1 |  | Generic Equipment Set | 1100CAT5 | Patch Panel 48-Port | GENR674 |  |  |  | Apr 25 2014 4:35PM
Seattle | Seattle -> MSR -> Row 20 -> 20-4 DPS, MAC MINI shelves | 20-4 DPS, MAC MINI shelves | RU#39 | MMR-2G-5URS |  | MK 1 Manufacturing | MMR | MMR-2G-5URS | MK1M003 |  |  |  | Apr 25 2016 12:25PM
Seattle | Seattle -> MSR -> Row 20 -> 20-4 DPS, MAC MINI shelves | 20-4 DPS, MAC MINI shelves | RU#34 | MMR-2G-5URS |  | MK 1 Manufacturing | MMR | MMR-2G-5URS | MK1M003 |  |  |  | Apr 25 2016 12:25PM
Seattle | Seattle -> MSR -> Row 20 -> 20-4 DPS, MAC MINI shelves | 20-4 DPS, MAC MINI shelves | RU#15 | 19 Inch 1U Shelf |  | Generic Equipment Set | Shelf | 19 Inch 1U Shelf | GENR944 |  |  |  | Apr 25 2016 12:25PM
Seattle | Seattle -> MSR -> Row 20 -> 20-4 DPS, MAC MINI shelves | 20-4 DPS, MAC MINI shelves | RU#01 | 19 Inch 1U Shelf |  | Generic Equipment Set | Shelf | 19 Inch 1U Shelf | GENR944 |  |  |  | Apr 25 2016 12:25PM
Seattle | Seattle -> MSR -> Row 20 -> 20-4 DPS, MAC MINI shelves -> 19 Inch 1U Shelf | 19 Inch 1U Shelf | InOutPlug#7 | grayditch |  | Dell Computer | Precision | Precision 690 | DELL832 |  |  |  | May 1 2016 5:54PM
Seattle | Seattle -> MSR -> Row 20 -> 20-4 DPS, MAC MINI shelves -> 19 Inch 1U Shelf | 19 Inch 1U Shelf | InOutPlug#7 | scrapyard |  | Dell Computer | Precision | Precision 690 | DELL832 |  |  |  | Apr 25 2016 12:25PM
Seattle | Seattle -> MSR -> Row 20 -> 20-4 DPS, MAC MINI shelves -> 19 Inch 1U Shelf | 19 Inch 1U Shelf | InOutPlug#1 | girdershade |  | Dell Computer | Precision | Precision 690 | DELL832 |  |  |  | Apr 25 2016 12:25PM
Seattle | Seattle -> MSR -> Row 20 -> 20-4 DPS, MAC MINI shelves -> 19 Inch 1U Shelf | 19 Inch 1U Shelf | InOutPlug#1 | lamplight |  | Dell Computer | Precision | Precision 690 | DELL832 |  |  |  | Apr 25 2016 12:25PM
Seattle | Seattle -> MSR -> Row 20 -> 20-4 DPS, MAC MINI shelves -> MMR-2G-5URS | MMR-2G-5URS | InOutPlug#8 | nukacola |  | Apple Computer | Mac | Mac Mini - Vertical | APPL206 |  |  |  | Apr 25 2016 12:25PM
Seattle | Seattle -> MSR -> Row 20 -> 20-4 DPS, MAC MINI shelves -> MMR-2G-5URS | MMR-2G-5URS | InOutPlug#7 | rockcreek |  | Apple Computer | Mac | Mac Mini - Vertical | APPL206 |  |  |  | Apr 25 2016 12:25PM
Seattle | Seattle -> MSR -> Row 20 -> 20-4 DPS, MAC MINI shelves -> MMR-2G-5URS | MMR-2G-5URS | InOutPlug#6 | weehawken |  | Apple Computer | Mac | Mac Mini - Vertical | APPL206 |  |  |  | Apr 25 2016 12:25PM
Seattle | Seattle -> MSR -> Row 20 -> 20-4 DPS, MAC MINI shelves -> MMR-2G-5URS | MMR-2G-5URS | InOutPlug#5 | teterboro |  | Apple Computer | Mac | Mac Mini - Vertical | APPL206 |  |  |  | Apr 25 2016 12:25PM
Seattle | Seattle -> MSR -> Row 20 -> 20-4 DPS, MAC MINI shelves -> MMR-2G-5URS | MMR-2G-5URS | InOutPlug#5 | roboco |  | Apple Computer | Mac | Mac Mini - Vertical | APPL206 |  |  |  | Apr 25 2016 12:25PM
Seattle | Seattle -> MSR -> Row 20 -> 20-4 DPS, MAC MINI shelves -> MMR-2G-5URS | MMR-2G-5URS | InOutPlug#4 | tenafly |  | Apple Computer | Mac | Mac Mini - Vertical | APPL206 |  |  |  | Apr 25 2016 12:25PM
Seattle | Seattle -> MSR -> Row 20 -> 20-4 DPS, MAC MINI shelves -> MMR-2G-5URS | MMR-2G-5URS | InOutPlug#4 | emcm-ackbar |  | Apple Computer | Mac | Mac Mini - Vertical | APPL206 |  |  |  | Apr 25 2016 12:25PM
Seattle | Seattle -> MSR -> Row 20 -> 20-4 DPS, MAC MINI shelves -> MMR-2G-5URS | MMR-2G-5URS | InOutPlug#3 | whiterun |  | Apple Computer | Mac | Mac Mini - Vertical | APPL206 |  |  |  | Apr 25 2016 12:25PM
Seattle | Seattle -> MSR -> Row 20 -> 20-4 DPS, MAC MINI shelves -> MMR-2G-5URS | MMR-2G-5URS | InOutPlug#3 | lakehurst |  | Apple Computer | Mac | Mac Mini - Vertical | APPL206 |  |  |  | Apr 25 2016 12:25PM
Seattle | Seattle -> MSR -> Row 20 -> 20-4 DPS, MAC MINI shelves -> MMR-2G-5URS | MMR-2G-5URS | InOutPlug#2 | earlydawn |  | Apple Computer | Mac | Mac Mini - Vertical | APPL206 |  |  |  | Apr 25 2016 12:25PM
Seattle | Seattle -> MSR -> Row 20 -> 20-4 DPS, MAC MINI shelves -> MMR-2G-5URS | MMR-2G-5URS | InOutPlug#2 | riften |  | Apple Computer | Mac | Mac Mini - Vertical | APPL206 |  |  |  | Apr 25 2016 12:25PM
Seattle | Seattle -> MSR -> Row 20 -> 20-4 DPS, MAC MINI shelves -> MMR-2G-5URS | MMR-2G-5URS | InOutPlug#1 | falkreath |  | Apple Computer | Mac | Mac Mini - Vertical | APPL206 |  |  |  | Apr 25 2016 12:25PM
Seattle | Seattle -> MSR -> Row 20 -> 20-4 DPS, MAC MINI shelves -> MMR-2G-5URS | MMR-2G-5URS | InOutPlug#1 | hoboken |  | Apple Computer | Mac | Mac Mini - Vertical | APPL206 |  |  |  | Apr 25 2016 12:25PM
Seattle | Seattle -> MSR -> Row 20 -> 20-5 DPS | 20-5 DPS | RU#45 | seakvm5 | DATA CENTER OPERATIONS | Raritan Computer | Dominion KX II | DKX2-116 | RCI147 |  |  |  | Mar 24 2016 2:29PM
Seattle | Seattle -> MSR -> Row 20 -> 20-5 DPS | 20-5 DPS | RU#28 | 19 Inch 1U Shelf |  | Generic Equipment Set | Shelf | 19 Inch 1U Shelf | GENR944 |  |  |  | Apr 25 2016 12:25PM
Seattle | Seattle -> MSR -> Row 20 -> 20-5 DPS | 20-5 DPS | RU#14 | 19 Inch 1U Shelf |  | Generic Equipment Set | Shelf | 19 Inch 1U Shelf | GENR944 |  |  |  | Apr 25 2016 12:25PM
Seattle | Seattle -> MSR -> Row 20 -> 20-5 DPS | 20-5 DPS | RU#02 | 19 Inch 1U Shelf | LAB SERVICES | Generic Equipment Set | Shelf | 19 Inch 1U Shelf | GENR944 |  |  |  | Mar 24 2016 1:45PM
Seattle | Seattle -> MSR -> Row 20 -> 20-5 DPS | 20-5 DPS | InOutPlug#1 | seamsrpdu20-5-1 | DATA CENTER OPERATIONS | Raritan Computer | Dominion PX | DPCS20-20 | RCI208 |  |  |  | Mar 24 2016 2:29PM
Seattle | Seattle -> MSR -> Row 20 -> 20-5 DPS -> 19 Inch 1U Shelf | 19 Inch 1U Shelf | InOutPlug#7 | secaucus |  | Apple Computer | Mac | MacPro | APPL165 | g8717gouo2 |  | 10.48.82.82 | Mar 24 2016 1:45PM
Seattle | Seattle -> MSR -> Row 20 -> 20-5 DPS -> 19 Inch 1U Shelf | 19 Inch 1U Shelf | InOutPlug#7 | Anacostia |  | Dell Computer | Precision T Series | Precision T3600 | DELM086 |  |  |  | Apr 25 2016 12:25PM
Seattle | Seattle -> MSR -> Row 20 -> 20-5 DPS -> 19 Inch 1U Shelf | 19 Inch 1U Shelf | InOutPlug#7 | ae-auto-win1 |  | Dell Computer | Precision T Series | Precision T5500 | DELC394 |  |  |  | May 1 2016 5:54PM
Seattle | Seattle -> MSR -> Row 20 -> 20-5 DPS -> 19 Inch 1U Shelf | 19 Inch 1U Shelf | InOutPlug#1 | ae-auto-win3 |  | Dell Computer | Precision T Series | Precision T5500 | DELC394 |  |  |  | May 1 2016 5:54PM
Seattle | Seattle -> MSR -> Row 20 -> 20-5 DPS -> 19 Inch 1U Shelf | 19 Inch 1U Shelf | InOutPlug#1 | helgen |  | Apple Computer | Mac | MacPro | APPL165 |  |  |  | Apr 25 2016 12:25PM
Seattle | Seattle -> MSR -> Row 20 -> 20-5 DPS -> 19 Inch 1U Shelf | 19 Inch 1U Shelf | InOutPlug#1 | rivetcity |  | Apple Computer | Mac | MacPro | APPL165 | ymo230924pc |  | 10.48.82.83 | Mar 24 2016 1:45PM
Seattle | Seattle -> MSR -> Row 21 -> 21-1 | 21-1 | RU#45 | Panduit: d-11-25-d-11-48 |  | Panduit | Cable Management System | NCMHF1 | PAND648 |  |  |  | Apr 25 2014 4:38PM
Seattle | Seattle -> MSR -> Row 21 -> 21-1 | 21-1 | RU#42 | Hadoop-util-1 | SaaS | Super Micro Computer | SuperChassis | SC836E1-R800B | SUPR974 | c83600025k999 |  | 10.48.85.45 | Apr 25 2014 4:38PM
Seattle | Seattle -> MSR -> Row 21 -> 21-1 | 21-1 | RU#39 | Hadoop-name-01 | SaaS | Super Micro Computer | SuperChassis | SC836E1-R800B | SUPR974 | c83600025k999 |  | 10.48.85.45 | Apr 25 2014 4:38PM
Seattle | Seattle -> MSR -> Row 21 -> 21-1 | 21-1 | RU#33 | Hadoop-data-01 | SaaS | Super Micro Computer | SuperChassis | SC836E1-R800B | SUPR974 | c83600025k999 |  | 10.48.85.45 | Apr 25 2014 4:36PM
Seattle | Seattle -> MSR -> Row 21 -> 21-1 | 21-1 | RU#30 | Hadoop-data-02 | SaaS | Super Micro Computer | SuperChassis | SC836E1-R800B | SUPR974 | c83600025k999 |  | 10.48.85.45 | Apr 25 2014 4:36PM
Seattle | Seattle -> MSR -> Row 21 -> 21-1 | 21-1 | RU#27 | Hadoop-data-03 | SaaS | Super Micro Computer | SuperChassis | SC836E1-R800B | SUPR974 | c83600025k999 |  | 10.48.85.45 | Apr 25 2014 4:37PM
Seattle | Seattle -> MSR -> Row 21 -> 21-1 | 21-1 | RU#24 | Hadoop-data-04 | SaaS | Super Micro Computer | SuperChassis | SC836E1-R800B | SUPR974 | c83600025k999 |  | 10.48.85.45 | Apr 25 2014 4:37PM
Seattle | Seattle -> MSR -> Row 21 -> 21-1 | 21-1 | RU#21 | Hadoop-data-05 | SaaS | Super Micro Computer | SuperChassis | SC836E1-R800B | SUPR974 | c83600025k999 |  | 10.48.85.45 | Apr 25 2014 4:37PM
Seattle | Seattle -> MSR -> Row 21 -> 21-1 | 21-1 | RU#18 | Hadoop-data-06 | SaaS | Super Micro Computer | SuperChassis | SC836E1-R800B | SUPR974 | c83600025k999 |  | 10.48.85.45 | Apr 25 2014 4:37PM
Seattle | Seattle -> MSR -> Row 21 -> 21-1 | 21-1 | RU#15 | Hadoop-data-07 | SaaS | Super Micro Computer | SuperChassis | SC836E1-R800B | SUPR974 | c83600025k999 |  | 10.48.85.45 | Apr 25 2014 4:37PM
Seattle | Seattle -> MSR -> Row 21 -> 21-1 | 21-1 | RU#12 | Hadoop-data-08 | SaaS | Super Micro Computer | SuperChassis | SC836E1-R800B | SUPR974 | c83600025k999 |  | 10.48.85.45 | Apr 25 2014 4:38PM
Seattle | Seattle -> MSR -> Row 21 -> 21-1 | 21-1 | RU#09 | hadoop-data-09 | SaaS | Super Micro Computer | SuperChassis | SC836E1-R800B | SUPR974 |  |  |  | May 2 2014 4:50PM
Seattle | Seattle -> MSR -> Row 21 -> 21-1 | 21-1 | InOutPlug#2 | DPXS20-20 | DATA CENTER OPERATIONS | Raritan Computer | Dominion PX | DPXS20-20 | RCI234 |  |  |  | May 2 2014 4:50PM
Seattle | Seattle -> MSR -> Row 21 -> 21-1 | 21-1 | InOutPlug#2 | DPXS20-20 | DATA CENTER OPERATIONS | Raritan Computer | Dominion PX | DPXS20-20 | RCI234 |  |  |  | May 2 2014 4:54PM
Seattle | Seattle -> MSR -> Row 21 -> 21-1 | 21-1 | InOutPlug#1 | DPXS20-20 | DATA CENTER OPERATIONS | Raritan Computer | Dominion PX | DPXS20-20 | RCI234 |  |  |  | May 2 2014 4:54PM
Seattle | Seattle -> MSR -> Row 21 -> 21-1 | 21-1 | InOutPlug#1 | DPXS20-20 | DATA CENTER OPERATIONS | Raritan Computer | Dominion PX | DPXS20-20 | RCI234 |  |  |  | May 2 2014 4:50PM
Seattle | Seattle -> MSR -> Row 21 -> 21-2 | 21-2 | InOutPlug#2 | DPXS20-20 | DATA CENTER OPERATIONS | Raritan Computer | Dominion PX | DPXS20-20 | RCI234 |  |  |  | May 2 2014 4:54PM
Seattle | Seattle -> MSR -> Row 21 -> 21-2 | 21-2 | InOutPlug#1 | DPXS20-20 | DATA CENTER OPERATIONS | Raritan Computer | Dominion PX | DPXS20-20 | RCI234 |  |  |  | May 2 2014 4:54PM
Seattle | Seattle -> MSR -> Row 21 -> 21-3 | 21-3 | RU#44 | Patch panel switch c1 |  | Generic Equipment Set | 1100CAT5 | Patch Panel 48-Port | GENR674 |  |  |  | Apr 25 2014 4:39PM
Seattle | Seattle -> MSR -> Row 21 -> 21-3 | 21-3 | RU#42 | Patch panel switch c2 |  | Generic Equipment Set | 1100CAT5 | Patch Panel 48-Port | GENR674 |  |  |  | Apr 25 2014 4:39PM
Seattle | Seattle -> MSR -> Row 21 -> 21-3 | 21-3 | RU#39 | DPXR20-20 | DATA CENTER OPERATIONS | Raritan Computer | Dominion PX | DPXR20-20 | RCI163 | adi1450015 |  |  | May 21 2014 4:10PM
Seattle | Seattle -> MSR -> Row 21 -> 21-3 | 21-3 | RU#37 | DPXR20-20 | DATA CENTER OPERATIONS | Raritan Computer | Dominion PX | DPXR20-20 | RCI163 | adi150009 |  |  | May 21 2014 4:10PM
Seattle | Seattle -> MSR -> Row 21 -> 21-3 | 21-3 | RU#33 | seaclu1eashpchaise |  | Hewlett-Packard | ProLiant | SL6500 | HEPK792 | lcpeuoaj45foir |  |  | May 23 2014 1:39PM
Seattle | Seattle -> MSR -> Row 21 -> 21-3 | 21-3 | RU#32 | seaclu1eashp |  | Hewlett-Packard | ProLiant | 662084-001 | HEPC784 | ube406rda6 |  | 10.48.4.133 | Jun 10 2014 7:14PM
Seattle | Seattle -> MSR -> Row 21 -> 21-4 | 21-4 | RU#45 | kvmseattle-4 |  | Raritan Computer | Dominion KX II | DKX2-416 | RCI151 |  |  |  | May 21 2015 1:07PM
Seattle | Seattle -> MSR -> Row 21 -> 21-4 | 21-4 | RU#39 | dva-cs6win-3 | LAB SERVICES | Hewlett-Packard | ProLiant | DL320 G6 RPS - LFF | HEPC734 | 509360-039 4156 |  |  | May 20 2015 6:12PM
Seattle | Seattle -> MSR -> Row 21 -> 21-4 | 21-4 | RU#38 | dva-cs6win-2 | LAB SERVICES | Hewlett-Packard | ProLiant | DL320 G6 RPS - LFF | HEPC734 | 509360-039 5156 |  |  | May 20 2015 6:12PM
Seattle | Seattle -> MSR -> Row 21 -> 21-4 | 21-4 | RU#37 | dva-cs6mac-1 | LAB SERVICES | Apple Computer | Xserve | G5 | APPL015 | h00181bxghs |  |  | May 20 2015 6:12PM
Seattle | Seattle -> MSR -> Row 21 -> 21-4 | 21-4 | RU#36 | dva-cs6mac-2 | LAB SERVICES | Apple Computer | Xserve | G5 | APPL015 | h004289y6hs |  |  | May 20 2015 6:12PM
Seattle | Seattle -> MSR -> Row 21 -> 21-4 | 21-4 | RU#35 | dva-cs6mac-3 | LAB SERVICES | Apple Computer | Xserve | G5 | APPL015 | h004829u6hs |  |  | May 20 2015 6:12PM
Seattle | Seattle -> MSR -> Row 21 -> 21-4 | 21-4 | RU#34 | foozwdual2 | LAB SERVICES | Hewlett-Packard | ProLiant | DL145 G2 | HEPA363 | mx2524009z |  |  | May 20 2015 6:12PM
Seattle | Seattle -> MSR -> Row 21 -> 21-4 | 21-4 | RU#33 | foozdual5 | LAB SERVICES | Hewlett-Packard | ProLiant | DL145 G2 | HEPA363 | mx252700g3 |  |  | May 20 2015 6:12PM
Seattle | Seattle -> MSR -> Row 21 -> 21-4 | 21-4 | RU#32 | foozmquad1 | LAB SERVICES | Apple Computer | Xserve | G5 | APPL015 | ge7860jov2q |  |  | May 20 2015 6:12PM
Seattle | Seattle -> MSR -> Row 21 -> 21-4 | 21-4 | RU#31 | foozmquad3 | LAB SERVICES | Apple Computer | Xserve | G5 | APPL015 | g8786dhvv2q |  |  | May 20 2015 6:12PM
Seattle | Seattle -> MSR -> Row 21 -> 21-4 | 21-4 | RU#30 | foozmquad4 | LAB SERVICES | Apple Computer | Xserve | G5 | APPL015 | g8786dhwv2q |  |  | May 20 2015 6:12PM
Seattle | Seattle -> MSR -> Row 21 -> 21-4 | 21-4 | RU#29 | foozmquad5 | LAB SERVICES | Apple Computer | Xserve | G5 | APPL015 | g87860j1v2q |  |  | May 20 2015 6:12PM
Seattle | Seattle -> MSR -> Row 21 -> 21-4 | 21-4 | RU#28 | idbuild-mac-10 | LAB SERVICES | Apple Computer | Xserve | G5 | APPL015 | g87128elv2q |  |  | May 20 2015 6:12PM
Seattle | Seattle -> MSR -> Row 21 -> 21-4 | 21-4 | RU#27 | urania | LAB SERVICES | Apple Computer | Xserve | G5 Cluster Node | APPL096 |  |  |  | May 20 2015 6:12PM
Seattle | Seattle -> MSR -> Row 21 -> 21-4 | 21-4 | RU#21 | foozwquad1 | LAB SERVICES | Hewlett-Packard | ProLiant | DL580 G2 | HP235 | use517a4gf |  |  | May 20 2015 6:12PM
Seattle | Seattle -> MSR -> Row 21 -> 21-4 | 21-4 | RU#20 | foozdual1 | LAB SERVICES | Hewlett-Packard | ProLiant | DL320 G6 RPS - LFF | HEPC734 | mx252300t1 |  |  | May 20 2015 6:12PM
Seattle | Seattle -> MSR -> Row 21 -> 21-4 | 21-4 | InOutPlug#2 | DPXS20-20 | DATA CENTER OPERATIONS | Raritan Computer | Dominion PX | DPXS20-20 | RCI234 |  |  |  | May 2 2014 4:54PM
Seattle | Seattle -> MSR -> Row 21 -> 21-4 | 21-4 | InOutPlug#1 | DPXS20-20 | DATA CENTER OPERATIONS | Raritan Computer | Dominion PX | DPXS20-20 | RCI234 |  |  |  | May 2 2014 4:54PM
Seattle | Seattle -> MSR -> Row 21 -> 21-5 | 21-5 | RU#44 | EA-ISilon infinti band switch |  | Qlogic | SANbox | SANbox 5202 | QLOG050 | mt1536x01236 |  |  | Apr 25 2014 4:40PM
Seattle | Seattle -> MSR -> Row 21 -> 21-5 | 21-5 | RU#42 | EA-isilon-1 | AFTER EFFECTS | Isilon Systems | S-Series | S200 | ISLN036 | ss210-301539--0087 |  |  | Apr 25 2014 4:39PM
Seattle | Seattle -> MSR -> Row 21 -> 21-5 | 21-5 | RU#40 | EA-isilon-2 | AFTER EFFECTS | Isilon Systems | S-Series | S200 | ISLN036 | ss210-301539-0090 |  |  | Apr 25 2014 4:39PM
Seattle | Seattle -> MSR -> Row 21 -> 21-5 | 21-5 | RU#38 | EA-isilon-3 | AFTER EFFECTS | Isilon Systems | S-Series | S200 | ISLN036 | ss210-301539-0082 |  |  | Apr 25 2014 4:39PM
Seattle | Seattle -> MSR -> Row 21 -> 21-5 | 21-5 | RU#13 | seaea1 |  | Dell Computer | PowerEdge R-Series | PowerEdge R720-3.5 Drive | DELC971 | 6kndww1 |  | 10.48.4.29 | Nov 19 2014 1:54PM
Seattle | Seattle -> MSR -> Row 21 -> 21-5 | 21-5 | RU#11 | bcjupiterdb | LAB SERVICES | Hewlett-Packard | ProLiant | DL385 G7-LFF | HEPK279 | 2m2203055j | 311p432 | Switch c 12-24, bcjupiterdb , 10.48.4.72 | Apr 25 2014 4:39PM
Seattle | Seattle -> MSR -> Row 21 -> 21-5 | 21-5 | RU#09 | bcjupiter | LAB SERVICES | Hewlett-Packard | ProLiant | DL385 G7 SFF | HEPK264 | 2m22066a | 311p432 | Switch c 12-19, bcjupiter , 10.48.4.60 | Apr 25 2014 4:39PM
Seattle | Seattle -> MSR -> Row 21 -> 21-5 | 21-5 | InOutPlug#2 | DPXS20-20 | DATA CENTER OPERATIONS | Raritan Computer | Dominion PX | DPXS20-20 | RCI234 |  |  |  | May 2 2014 4:54PM
Seattle | Seattle -> MSR -> Row 21 -> 21-5 | 21-5 | InOutPlug#1 | DPXS20-20 | DATA CENTER OPERATIONS | Raritan Computer | Dominion PX | DPXS20-20 | RCI234 |  |  |  | May 2 2014 4:54PM
Seattle | Seattle -> MSR -> Row 23 -> 23-1 | 23-1 | RU#06 | APC: AP7801 #1 |  | APC | PDU | AP7801 | APCC293 |  |  |  | Apr 25 2014 4:40PM
Seattle | Seattle -> MSR -> Row 23 -> 23-1 | 23-1 | RU#05 | APC: AP7801 #2 |  | APC | PDU | AP7801 | APCC293 |  |  |  | Apr 25 2014 4:40PM
Seattle | Seattle -> MSR -> Row 23 -> 23-1 | 23-1 | RU#04 | APC: AP7801 #3 |  | APC | PDU | AP7801 | APCC293 |  |  |  | Apr 25 2014 4:40PM
Seattle | Seattle -> MSR -> Row 23 -> 23-1 | 23-1 | RU#02 | Generic: 2U Cable Manager #1 |  | Generic Patch Panel Icons | Generic Patch Panel | 2U Cable Manager | PP196 |  |  |  | Apr 25 2014 4:40PM
Seattle | Seattle -> MSR -> Row 23 -> 23-2 | 23-2 | RU#44 | switch a&amp;b |  | Generic Equipment Set | 1100CAT5 | Patch Panel 48-Port | GENR674 |  |  |  | Apr 25 2014 4:42PM
Seattle | Seattle -> MSR -> Row 23 -> 23-2 | 23-2 | RU#42 | sea-msr-pdu-rack23-a |  | Raritan Computer | Dominion PX | DPXR20-20 | RCI163 |  |  |  | Oct 30 2014 2:14PM
Seattle | Seattle -> MSR -> Row 23 -> 23-2 | 23-2 | RU#40 | sea-msr-pdu-rack23-b |  | Raritan Computer | Dominion PX | DPXR20-20 | RCI163 |  |  |  | Oct 30 2014 2:08PM
Seattle | Seattle -> MSR -> Row 23 -> 23-2 | 23-2 | RU#39 | Future switch 2 | STORAGE SERVICES | Intel | S1200 Series | 12200-18 | INTL557 |  |  |  | Oct 30 2014 2:08PM
Seattle | Seattle -> MSR -> Row 23 -> 23-2 | 23-2 | RU#38 | Future Switch | STORAGE SERVICES | Intel | True Scale | 12200 | INTL537 |  |  |  | Oct 30 2014 2:08PM
Seattle | Seattle -> MSR -> Row 23 -> 23-2 | 23-2 | RU#34 | Seastore10 | STORAGE SERVICES | Isilon Systems | X-Series | X400 | ISLN052 | sx400-201441-002 |  | 10.48.12.33 | Oct 30 2014 2:08PM
Seattle | Seattle -> MSR -> Row 23 -> 23-2 | 23-2 | RU#30 | Seastore11 | STORAGE SERVICES | Isilon Systems | X-Series | X400 | ISLN052 | sx400-201441-003 |  | 10.48.12.34 | Oct 30 2014 2:14PM
Seattle | Seattle -> MSR -> Row 23 -> 23-2 | 23-2 | RU#26 | seastore12 | STORAGE SERVICES | Isilon Systems | X-Series | X400 | ISLN052 | sx400-201441-051 |  | 10.48.12.35 | Oct 30 2014 2:08PM
Seattle | Seattle -> MSR -> Row 23 -> 23-3 | 23-3 | RU#45 | 1U 24-Port RJ45 Patch Panel |  | Generic Patch Panel Icons | Patch Panel | 1U 24-Port RJ45 Patch Panel | PP184 |  |  |  | May 2 2014 1:59PM
Seattle | Seattle -> MSR -> Row 23 -> 23-3 | 23-3 | RU#44 | conseattle-5 | DATA CENTER OPERATIONS | Raritan Computer | Dominion SX | DSX16 | RCI074 | waj3100024 |  | 10.48.4.99 | Jan 8 2015 1:02PM
Seattle | Seattle -> MSR -> Row 23 -> 23-3 | 23-3 | RU#42 | DPXR20-20L |  | Raritan Computer | Dominion PX | DPXR20-20L | RCI218 |  |  |  | May 2 2014 1:59PM
Seattle | Seattle -> MSR -> Row 23 -> 23-3 | 23-3 | RU#40 | DPXR20-20L |  | Raritan Computer | Dominion PX | DPXR20-20L | RCI218 |  |  |  | May 2 2014 1:59PM
Seattle | Seattle -> MSR -> Row 23 -> 23-5 | 23-5 | RU#44 | switch a&amp;b |  | Generic Equipment Set | 1100CAT5 | Patch Panel 48-Port | GENR674 |  |  |  | Apr 25 2014 4:44PM
Seattle | Seattle -> MSR -> Row 23 -> 23-5 | 23-5 | RU#42 | Sea-kvm1 | DATA CENTER OPERATIONS | Raritan Computer | Dominion KX | KX432 Rackmount | RCI144 |  |  | 153.32.228.20 | Apr 25 2014 4:44PM
Seattle | Seattle -> MSR -> Row 23 -> 23-5 | 23-5 | RU#05 | Seabackup switch | NETWORK SERVICES | Cisco Systems | Catalyst 4000 | WS-C4006-S2 | CSCA097 | foxd4050393 |  |  | Apr 25 2014 4:44PM
Seattle | Seattle -> MSR -> Row 24 -> 24-4 | 24-4 | RU#39 | switch c1 |  | Generic Equipment Set | 1100CAT5 | Patch Panel 48-Port | GENR674 |  |  |  | Apr 25 2014 4:44PM
Seattle | Seattle -> MSR -> Row 24 -> 24-4 | 24-4 | RU#37 | switch c2 |  | Generic Equipment Set | 1100CAT5 | Patch Panel 48-Port | GENR674 |  |  |  | Apr 25 2014 4:44PM
Seattle | Seattle -> MSR -> Row 3 -> 3-1 | 2016-03-01 | RU#42 | Generic: 19 Inch 1U Shelf #5 |  | Generic Equipment Set | Shelf | 19 Inch 1U Shelf | GENR944 |  |  |  | Apr 25 2014 4:44PM
Seattle | Seattle -> MSR -> Row 3 -> 3-1 | 2016-03-01 | RU#39 | seadsibx02-new | DIRECTORY SERVICES | Infoblox | DNS | Trinzic 1400 | IFBX026 | 1401201412100160 |  | 153.32.250.245 | May 19 2015 1:28PM
Seattle | Seattle -> MSR -> Row 3 -> 3-1 | 2016-03-01 | RU#38 | Generic: 19 Inch 1U Shelf #3 |  | Generic Equipment Set | Shelf | 19 Inch 1U Shelf | GENR944 |  |  |  | Apr 25 2014 4:44PM
Seattle | Seattle -> MSR -> Row 3 -> 3-1 | 2016-03-01 | RU#34 | seadsibx01-new | DIRECTORY SERVICES | Infoblox | DNS | Trinzic 1400 | IFBX026 | 14012014121001100 |  |  | May 19 2015 1:28PM
Seattle | Seattle -> MSR -> Row 3 -> 3-1 | 2016-03-01 | RU#33 | Generic: 19 Inch 1U Shelf #2 |  | Generic Equipment Set | Shelf | 19 Inch 1U Shelf | GENR944 |  |  |  | Apr 25 2014 4:44PM
Seattle | Seattle -> MSR -> Row 3 -> 3-1 | 2016-03-01 | RU#29 | sttl-greha |  | Cisco Systems | ASR 1000 Series | ASR1002 | CISO872 |  |  |  | Jun 10 2016 2:02PM
Seattle | Seattle -> MSR -> Row 3 -> 3-1 | 2016-03-01 | RU#28 | Generic: 19 Inch 1U Shelf #1 |  | Generic Equipment Set | Shelf | 19 Inch 1U Shelf | GENR944 |  |  |  | Apr 25 2014 4:44PM
Seattle | Seattle -> MSR -> Row 3 -> 3-1 | 2016-03-01 | RU#27 | Asa-seattle-1 | NETWORK SERVICES | Cisco Systems | ASA 5500 | ASA 5550 | CICO641 | comm210rrc |  |  | Apr 25 2014 4:44PM
Seattle | Seattle -> MSR -> Row 3 -> 3-1 | 2016-03-01 | RU#25 | Generic: 19 Inch 1U Shelf #4 |  | Generic Equipment Set | Shelf | 19 Inch 1U Shelf | GENR944 |  |  |  | Apr 25 2014 4:44PM
Seattle | Seattle -> MSR -> Row 3 -> 3-1 | 2016-03-01 | RU#17 | Sea-proxy -decom? | NETWORK SERVICES | BlueCoat | ProxySG 8000 Series | ProxySG 8000-4 | BLCT031 |  |  |  | Apr 25 2014 4:45PM
Seattle | Seattle -> MSR -> Row 3 -> 3-1 | 2016-03-01 | RU#01 | Seadces | NETWORK SERVICES | Cisco Systems | Catalyst 6500 | WS-C6509 | CSCA203 | smg1037nxjp |  | 153.32.254.3 | Apr 25 2014 4:45PM
Seattle | Seattle -> MSR -> Row 3 -> 3-2 | 2016-03-02 | RU#43 | seainet-sa |  | Cisco Systems | Catalyst 3750-E | WS-C3750E-48PD-E | CICO899 | foc1416z0yt |  |  | Feb 22 2016 5:26PM
Seattle | Seattle -> MSR -> Row 3 -> 3-2 | 2016-03-02 | RU#38 | DPXR20-20 |  | Raritan Computer | Dominion PX | DPXR20-20 | RCI163 |  |  |  | May 1 2014 5:05PM
Seattle | Seattle -> MSR -> Row 3 -> 3-2 | 2016-03-02 | RU#33 | Generic: 19 Inch 1U Shelf #1 |  | Generic Equipment Set | Shelf | 19 Inch 1U Shelf | GENR944 |  |  |  | Apr 25 2014 4:45PM
Seattle | Seattle -> MSR -> Row 3 -> 3-2 | 2016-03-02 | RU#31 | Seaspana | NETWORK SERVICES | Anue Systems | 5200 Series | 5236 | ANUE002 | 5236-00001613 | 3110395 | 153.32.250.180 | Apr 25 2014 4:46PM
Seattle | Seattle -> MSR -> Row 3 -> 3-2 | 2016-03-02 | RU#29 | seainetfw2 | NETWORK SERVICES | Juniper Networks | SSG Series | SSG-550-001 | JUNP444 | 0010dbe72100 |  |  | May 1 2014 4:53PM
Seattle | Seattle -> MSR -> Row 3 -> 3-2 | 2016-03-02 | RU#22 | seainetfw2 | NETWORK SERVICES | Juniper Networks | SSG Series | SSG-550-001 | JUNP444 | 00121ead9c80 |  |  | May 1 2014 4:53PM
Seattle | Seattle -> MSR -> Row 3 -> 3-2 | 2016-03-02 | RU#17 | DPXR20-20 | DATA CENTER OPERATIONS | Raritan Computer | Dominion PX | DPXR20-20 | RCI163 |  |  |  | May 1 2014 5:30PM
Seattle | Seattle -> MSR -> Row 3 -> 3-2 | 2016-03-02 | RU#01 | seadcws |  | Cisco Systems | Catalyst 6500 | WS-C6509 | CSCA203 | smgg1037nxph |  | 153.32.254.4 | Jul 9 2015 1:24PM
Seattle | Seattle -> MSR -> Row 3 -> 3-3 | 2016-03-03 | RU#44 | Generic: 2U 48-Port RJ45 Patch Panel #8 |  | Generic Equipment Set | 1100CAT5 | Patch Panel 48-Port | GENR674 |  |  |  | Apr 25 2014 4:46PM
Seattle | Seattle -> MSR -> Row 3 -> 3-3 | 2016-03-03 | RU#43 | Generic: Blank 1U Panel #8 |  | Generic Equipment Set | Panel | Blank 1U Panel | GENR259 |  |  |  | Apr 25 2014 4:47PM
Seattle | Seattle -> MSR -> Row 3 -> 3-3 | 2016-03-03 | RU#41 | Generic: 2U 48-Port RJ45 Patch Panel #9 |  | Generic Equipment Set | 1100CAT5 | Patch Panel 48-Port | GENR674 |  |  |  | Apr 25 2014 4:47PM
Seattle | Seattle -> MSR -> Row 3 -> 3-3 | 2016-03-03 | RU#40 | Generic: Blank 1U Panel #9 |  | Generic Equipment Set | Panel | Blank 1U Panel | GENR259 |  |  |  | Apr 25 2014 4:47PM
Seattle | Seattle -> MSR -> Row 3 -> 3-3 | 2016-03-03 | RU#38 | Generic: 2U 48-Port RJ45 Patch Panel #10 |  | Generic Equipment Set | 1100CAT5 | Patch Panel 48-Port | GENR674 |  |  |  | Apr 25 2014 4:46PM
Seattle | Seattle -> MSR -> Row 3 -> 3-3 | 2016-03-03 | RU#37 | Generic: Blank 1U Panel #10 |  | Generic Equipment Set | Panel | Blank 1U Panel | GENR259 |  |  |  | Apr 25 2014 4:47PM
Seattle | Seattle -> MSR -> Row 3 -> 3-3 | 2016-03-03 | RU#35 | Generic: 2U 48-Port RJ45 Patch Panel #11 |  | Generic Equipment Set | 1100CAT5 | Patch Panel 48-Port | GENR674 |  |  |  | Apr 25 2014 4:46PM
Seattle | Seattle -> MSR -> Row 3 -> 3-3 | 2016-03-03 | RU#34 | Generic: Blank 1U Panel #11 |  | Generic Equipment Set | Panel | Blank 1U Panel | GENR259 |  |  |  | Apr 25 2014 4:47PM
Seattle | Seattle -> MSR -> Row 3 -> 3-3 | 2016-03-03 | RU#32 | Generic: 2U 48-Port RJ45 Patch Panel #12 |  | Generic Equipment Set | 1100CAT5 | Patch Panel 48-Port | GENR674 |  |  |  | Apr 25 2014 4:46PM
Seattle | Seattle -> MSR -> Row 3 -> 3-3 | 2016-03-03 | RU#31 | Generic: Blank 1U Panel #12 |  | Generic Equipment Set | Panel | Blank 1U Panel | GENR259 |  |  |  | Apr 25 2014 4:47PM
Seattle | Seattle -> MSR -> Row 3 -> 3-3 | 2016-03-03 | RU#29 | Generic: 2U 48-Port RJ45 Patch Panel #13 |  | Generic Equipment Set | 1100CAT5 | Patch Panel 48-Port | GENR674 |  |  |  | Apr 25 2014 4:46PM
Seattle | Seattle -> MSR -> Row 3 -> 3-3 | 2016-03-03 | RU#28 | Generic: Blank 1U Panel #13 |  | Generic Equipment Set | Panel | Blank 1U Panel | GENR259 |  |  |  | Apr 25 2014 4:47PM
Seattle | Seattle -> MSR -> Row 3 -> 3-3 | 2016-03-03 | RU#26 | Generic: 2U 48-Port RJ45 Patch Panel #14 |  | Generic Equipment Set | 1100CAT5 | Patch Panel 48-Port | GENR674 |  |  |  | Apr 25 2014 4:46PM
Seattle | Seattle -> MSR -> Row 3 -> 3-3 | 2016-03-03 | RU#25 | Generic: Blank 1U Panel #14 |  | Generic Equipment Set | Panel | Blank 1U Panel | GENR259 |  |  |  | Apr 25 2014 4:47PM
Seattle | Seattle -> MSR -> Row 3 -> 3-3 | 2016-03-03 | RU#24 | Consoleseattle-1-new | DATA CENTER OPERATIONS | Raritan Computer | Dominion SX | DSX32 | RCI075 | wao20001 |  | 10.48.4.1 | Apr 25 2014 4:47PM
Seattle | Seattle -> MSR -> Row 3 -> 3-3 | 2016-03-03 | RU#20 | DPXR20-20 | DATA CENTER OPERATIONS | Raritan Computer | Dominion PX | DPXR20-20 | RCI163 |  |  |  | May 1 2014 5:30PM
Seattle | Seattle -> MSR -> Row 3 -> 3-3 | 2016-03-03 | RU#18 | DPXR20-20 | DATA CENTER OPERATIONS | Raritan Computer | Dominion PX | DPXR20-20 | RCI163 |  |  |  | May 1 2014 5:30PM
Seattle | Seattle -> MSR -> Row 3 -> 3-3 | 2016-03-03 | RU#17 | Sttlwlc-01 | NETWORK SERVICES | Generic Altima Technologies Rackmountable | General Rackmount Equipment | 1U 24 Port Switch | 0GRM228 |  |  | 10.48.10.20 | Apr 25 2014 4:47PM
Seattle | Seattle -> MSR -> Row 3 -> 3-3 | 2016-03-03 | RU#16 | Sttlwlc-02 | NETWORK SERVICES | Generic Altima Technologies Rackmountable | General Rackmount Equipment | 1U 24 Port Switch | 0GRM228 |  |  | 10.48.11.20 | Apr 25 2014 4:47PM
Seattle | Seattle -> MSR -> Row 3 -> 3-4 | 2016-03-04 | RU#44 | Generic: 2U 48-Port RJ45 Patch Panel #1 |  | Generic Equipment Set | 1100CAT5 | Patch Panel 48-Port | GENR674 |  |  |  | Apr 25 2014 4:47PM
Seattle | Seattle -> MSR -> Row 3 -> 3-4 | 2016-03-04 | RU#43 | Generic: Blank 1U Panel #1 |  | Generic Equipment Set | Panel | Blank 1U Panel | GENR259 |  |  |  | Apr 25 2014 4:48PM
Seattle | Seattle -> MSR -> Row 3 -> 3-4 | 2016-03-04 | RU#41 | Generic: 2U 48-Port RJ45 Patch Panel #2 |  | Generic Equipment Set | 1100CAT5 | Patch Panel 48-Port | GENR674 |  |  |  | Apr 25 2014 4:47PM
Seattle | Seattle -> MSR -> Row 3 -> 3-4 | 2016-03-04 | RU#40 | Generic: Blank 1U Panel #2 |  | Generic Equipment Set | Panel | Blank 1U Panel | GENR259 |  |  |  | Apr 25 2014 4:48PM
Seattle | Seattle -> MSR -> Row 3 -> 3-4 | 2016-03-04 | RU#38 | Generic: 2U 48-Port RJ45 Patch Panel #3 |  | Generic Equipment Set | 1100CAT5 | Patch Panel 48-Port | GENR674 |  |  |  | Apr 25 2014 4:48PM
Seattle | Seattle -> MSR -> Row 3 -> 3-4 | 2016-03-04 | RU#37 | Generic: Blank 1U Panel #3 |  | Generic Equipment Set | Panel | Blank 1U Panel | GENR259 |  |  |  | Apr 25 2014 4:48PM
Seattle | Seattle -> MSR -> Row 3 -> 3-4 | 2016-03-04 | RU#35 | Generic: 2U 48-Port RJ45 Patch Panel #4 |  | Generic Equipment Set | 1100CAT5 | Patch Panel 48-Port | GENR674 |  |  |  | Apr 25 2014 4:48PM
Seattle | Seattle -> MSR -> Row 3 -> 3-4 | 2016-03-04 | RU#34 | Generic: Blank 1U Panel #4 |  | Generic Equipment Set | Panel | Blank 1U Panel | GENR259 |  |  |  | Apr 25 2014 4:48PM
Seattle | Seattle -> MSR -> Row 3 -> 3-4 | 2016-03-04 | RU#32 | Generic: 2U 48-Port RJ45 Patch Panel #5 |  | Generic Equipment Set | 1100CAT5 | Patch Panel 48-Port | GENR674 |  |  |  | Apr 25 2014 4:48PM
Seattle | Seattle -> MSR -> Row 3 -> 3-4 | 2016-03-04 | RU#31 | Generic: Blank 1U Panel #5 |  | Generic Equipment Set | Panel | Blank 1U Panel | GENR259 |  |  |  | Apr 25 2014 4:48PM
Seattle | Seattle -> MSR -> Row 3 -> 3-4 | 2016-03-04 | RU#29 | Generic: 2U 48-Port RJ45 Patch Panel #6 |  | Generic Equipment Set | 1100CAT5 | Patch Panel 48-Port | GENR674 |  |  |  | Apr 25 2014 4:48PM
Seattle | Seattle -> MSR -> Row 3 -> 3-4 | 2016-03-04 | RU#28 | Generic: Blank 1U Panel #6 |  | Generic Equipment Set | Panel | Blank 1U Panel | GENR259 |  |  |  | Apr 25 2014 4:48PM
Seattle | Seattle -> MSR -> Row 3 -> 3-4 | 2016-03-04 | RU#26 | Generic: 2U 48-Port RJ45 Patch Panel #7 |  | Generic Equipment Set | 1100CAT5 | Patch Panel 48-Port | GENR674 |  |  |  | Apr 25 2014 4:48PM
Seattle | Seattle -> MSR -> Row 3 -> 3-4 | 2016-03-04 | RU#25 | Generic: Blank 1U Panel #7 |  | Generic Equipment Set | Panel | Blank 1U Panel | GENR259 |  |  |  | Apr 25 2014 4:48PM
Seattle | Seattle -> MSR -> Row 3 -> 3-4 | 2016-03-04 | RU#19 | Sea-zonefw1 | NETWORK SERVICES | Juniper Networks | SRX Series | SRX650 | JUNP701 |  |  |  | Apr 25 2014 4:47PM
Seattle | Seattle -> MSR -> Row 3 -> 3-4 | 2016-03-04 | RU#17 | Sea-zonefw1 | NETWORK SERVICES | Juniper Networks | SRX Series | SRX650 | JUNP701 |  |  | 153.32.254.22 | Apr 25 2014 4:47PM
Seattle | Seattle -> MSR -> Row 3 -> 3-4 | 2016-03-04 | InOutPlug#2 | DPXS20-20L | DATA CENTER OPERATIONS | Raritan Computer | Dominion PX | DPXS20-20L | RCI235 |  |  |  | May 1 2014 5:30PM
Seattle | Seattle -> MSR -> Row 3 -> 3-4 | 2016-03-04 | InOutPlug#1 | DPXS20-20L | DATA CENTER OPERATIONS | Raritan Computer | Dominion PX | DPXS20-20L | RCI235 |  |  |  | May 1 2014 5:30PM
Seattle | Seattle -> MSR -> Row 3 -> 3-5 | 2016-03-05 | RU#20 | Generic: 19 Inch 1U Shelf #3 |  | Generic Equipment Set | Shelf | 19 Inch 1U Shelf | GENR944 |  |  |  | Apr 25 2014 4:48PM
Seattle | Seattle -> MSR -> Row 3 -> 3-5 | 2016-03-05 | RU#14 | Sttlwaas-01 | NETWORK SERVICES | Cisco Systems | WAE Series | WAE-7341-K9 | CISY758 | kqmtdmw |  |  | Apr 25 2014 4:49PM
Seattle | Seattle -> MSR -> Row 3 -> 3-5 | 2016-03-05 | RU#12 | Sttlwaas-02 | NETWORK SERVICES | Cisco Systems | WAE Series | WAE-7341-K9 | CISY758 | kqmtdmw |  |  | Apr 25 2014 4:49PM
Seattle | Seattle -> MSR -> Row 3 -> 3-5 | 2016-03-05 | RU#04 | Generic: 19 Inch 1U Shelf #2 |  | Generic Equipment Set | Shelf | 19 Inch 1U Shelf | GENR944 |  |  |  | Apr 25 2014 4:48PM
Seattle | Seattle -> MSR -> Row 3 -> 3-5 | 2016-03-05 | RU#02 | Seasys-log | NETWORK SERVICES | SUN Microsystems | SPARCstation | SPARCstation 5 | SUN024 |  |  |  | Apr 25 2014 4:48PM
Seattle | Seattle -> MSR -> Row 3 -> 3-5 | 2016-03-05 | RU#01 | Generic: 19 Inch 1U Shelf #1 |  | Generic Equipment Set | Shelf | 19 Inch 1U Shelf | GENR944 |  |  |  | Apr 25 2014 4:48PM
Seattle | Seattle -> MSR -> Row 4 -> 4-3 | 2016-04-03 | RU#44 | SP8L-X60 |  | AKCP | SensorProbe | SP8L-X60 | AKCP004 |  |  |  | Feb 4 2015 5:54PM
Seattle | Seattle -> MSR -> Row 4 -> 4-4 | 2016-04-04 | RU#44 | Patch panel switch c |  | Generic Equipment Set | 1100CAT5 | Patch Panel 48-Port | GENR674 |  |  |  | Apr 25 2014 4:49PM
Seattle | Seattle -> MSR -> Row 4 -> 4-4 | 2016-04-04 | RU#42 | Patch panel switch d |  | Generic Equipment Set | 1100CAT5 | Patch Panel 48-Port | GENR674 |  |  |  | Apr 25 2014 4:50PM
Seattle | Seattle -> MSR -> Row 4 -> 4-6 | 2016-04-06 | RU#32 | Generic: 19 Inch 1U Shelf #5 |  | Generic Equipment Set | Shelf | 19 Inch 1U Shelf | GENR944 |  |  |  | Apr 25 2014 4:50PM
Seattle | Seattle -> MSR -> Row 4 -> 4-6 | 2016-04-06 | RU#22 | Generic: 19 Inch 1U Shelf #4 |  | Generic Equipment Set | Shelf | 19 Inch 1U Shelf | GENR944 |  |  |  | Apr 25 2014 4:50PM
Seattle | Seattle -> MSR -> Row 4 -> 4-6 | 2016-04-06 | RU#16 | Generic: 19 Inch 1U Shelf #3 |  | Generic Equipment Set | Shelf | 19 Inch 1U Shelf | GENR944 |  |  |  | Apr 25 2014 4:50PM
Seattle | Seattle -> MSR -> Row 4 -> 4-6 | 2016-04-06 | RU#06 | Generic: 19 Inch 1U Shelf #1 |  | Generic Equipment Set | Shelf | 19 Inch 1U Shelf | GENR944 |  |  |  | Apr 25 2014 4:50PM
Seattle | Seattle -> MSR -> Row 4 -> 4-6 | 2016-04-06 | RU#01 | Generic: 19 Inch 1U Shelf #2 |  | Generic Equipment Set | Shelf | 19 Inch 1U Shelf | GENR944 |  |  |  | Apr 25 2014 4:50PM
Seattle | Seattle -> MSR -> Row 5 -> 5-1 | 2016-05-01 | RU#44 | switch c |  | Generic Equipment Set | 1100CAT5 | Patch Panel 48-Port | GENR674 |  |  |  | Apr 25 2014 4:50PM
Seattle | Seattle -> MSR -> Row 5 -> 5-1 | 2016-05-01 | RU#25 | Generic: 19 Inch 1U Shelf #1 |  | Generic Equipment Set | Shelf | 19 Inch 1U Shelf | GENR944 |  |  |  | Apr 25 2014 4:50PM
Seattle | Seattle -> MSR -> Row 5 -> 5-3 | 2016-05-03 | RU#44 | switch a&amp;b |  | Generic Equipment Set | 1100CAT5 | Patch Panel 48-Port | GENR674 |  |  |  | Apr 25 2014 4:50PM
Seattle | Seattle -> MSR -> Row 6 -> 6-1 | 2016-06-01 | RU#44 | Cable manager 2 |  | Generic Equipment Set | Panel | Blank 1U Panel | GENR259 |  |  |  | Apr 25 2014 4:50PM
Seattle | Seattle -> MSR -> Row 6 -> 6-1 | 2016-06-01 | RU#42 | Cable manager 1 |  | Generic Equipment Set | Panel | Blank 1U Panel | GENR259 |  |  |  | Apr 25 2014 4:50PM
Seattle | Seattle -> MSR -> Row 6 -> 6-1 | 2016-06-01 | RU#23 | Generic: 19 Inch 1U Shelf #1 |  | Generic Equipment Set | Shelf | 19 Inch 1U Shelf | GENR944 |  |  |  | Apr 25 2014 4:50PM
Seattle | Seattle -> MSR -> Row 6 -> 6-3 | 2016-06-03 | RU#44 | Patch Panel switch a&amp;b |  | Generic Equipment Set | 1100CAT5 | Patch Panel 48-Port | GENR674 |  |  |  | Apr 25 2014 4:51PM
Seattle | Seattle -> MSR -> Row 6 -> 6-6 | 2016-06-06 | RU#36 | Generic: 19 Inch 1U Shelf #2 |  | Generic Equipment Set | Shelf | 19 Inch 1U Shelf | GENR944 |  |  |  | Apr 25 2014 4:51PM
Seattle | Seattle -> MSR -> Row 6 -> 6-6 | 2016-06-06 | RU#33 | Generic: 19 Inch 1U Shelf #3 |  | Generic Equipment Set | Shelf | 19 Inch 1U Shelf | GENR944 |  |  |  | Apr 25 2014 4:51PM
Seattle | Seattle -> MSR -> Row 6 -> 6-6 | 2016-06-06 | RU#30 | Generic: 19 Inch 1U Shelf #4 |  | Generic Equipment Set | Shelf | 19 Inch 1U Shelf | GENR944 |  |  |  | Apr 25 2014 4:51PM
Seattle | Seattle -> MSR -> Row 6 -> 6-6 | 2016-06-06 | RU#25 | Generic: 19 Inch 1U Shelf #5 |  | Generic Equipment Set | Shelf | 19 Inch 1U Shelf | GENR944 |  |  |  | Apr 25 2014 4:51PM
Seattle | Seattle -> MSR -> Row 6 -> 6-6 | 2016-06-06 | RU#11 | Generic: 19 Inch 1U Shelf #1 |  | Generic Equipment Set | Shelf | 19 Inch 1U Shelf | GENR944 |  |  |  | Apr 25 2014 4:51PM
Seattle | Seattle -> MSR -> Row 7 -> 7-1 | 2016-07-01 | RU#38 | Generic: 19 Inch 1U Shelf #1 |  | Generic Equipment Set | Shelf | 19 Inch 1U Shelf | GENR944 |  |  |  | Apr 25 2014 4:51PM
Seattle | Seattle -> MSR -> Row 7 -> 7-1 | 2016-07-01 | RU#31 | Generic: 19 Inch 1U Shelf #2 |  | Generic Equipment Set | Shelf | 19 Inch 1U Shelf | GENR944 |  |  |  | Apr 25 2014 4:51PM
Seattle | Seattle -> MSR -> Row 7 -> 7-1 | 2016-07-01 | RU#17 | Generic: 19 Inch 1U Shelf #3 |  | Generic Equipment Set | Shelf | 19 Inch 1U Shelf | GENR944 |  |  |  | Apr 25 2014 4:51PM
Seattle | Seattle -> MSR -> Row 7 -> 7-2 | 2016-07-02 | RU#44 | switch c1 |  | Generic Equipment Set | 1100CAT5 | Patch Panel 48-Port | GENR674 |  |  |  | Apr 25 2014 4:52PM
Seattle | Seattle -> MSR -> Row 7 -> 7-2 | 2016-07-02 | RU#42 | switch c2 |  | Generic Equipment Set | 1100CAT5 | Patch Panel 48-Port | GENR674 |  |  |  | Apr 25 2014 4:52PM
Seattle | Seattle -> MSR -> Row 7 -> 7-2 | 2016-07-02 | RU#38 | switch a&amp;b1 |  | Generic Equipment Set | 1100CAT5 | Patch Panel 48-Port | GENR674 |  |  |  | Apr 25 2014 4:51PM
Seattle | Seattle -> MSR -> Row 7 -> 7-2 | 2016-07-02 | RU#36 | switch a&amp;b2 |  | Generic Equipment Set | 1100CAT5 | Patch Panel 48-Port | GENR674 |  |  |  | Apr 25 2014 4:52PM
Seattle | Seattle -> MSR -> Row 7 -> 7-2 | 2016-07-02 | RU#18 | Focus | SERVER SERVICES | SUN Microsystems | Sun Fire | 280R | SUN091 | 331a2557 | 1000-75764 | 153.32.250.183 | Apr 25 2014 4:51PM
Seattle | Seattle -> MSR -> Row 7 -> 7-3 | 2016-07-03 | RU#29 | Seahub-1 cisco fasthub 400 |  | Generic Equipment Set | Panel | Blank 1U Panel | GENR259 |  |  |  | Apr 25 2014 4:52PM
Seattle | Seattle -> MSR -> Row 7 -> 7-3 | 2016-07-03 | RU#28 | Seahub-2 |  | Generic Equipment Set | Panel | Blank 1U Panel | GENR259 |  |  |  | Apr 25 2014 4:52PM
Seattle | Seattle -> MSR -> Row 8 -> 8-3 | 2016-08-03 | RU#26 | Generic: 19 Inch 1U Shelf #1 |  | Generic Equipment Set | Shelf | 19 Inch 1U Shelf | GENR944 |  |  |  | Apr 25 2014 4:52PM
Seattle | Seattle -> MSR -> Row 8 -> 8-4 | 2016-08-04 | RU#44 | Patch Panel switch a&amp;b |  | Generic Equipment Set | 1100CAT5 | Patch Panel 48-Port | GENR674 |  |  |  | Apr 25 2014 4:52PM
Seattle | Seattle -> MSR -> Row 8 -> 8-4 | 2016-08-04 | RU#42 | Patch Panel swich c |  | Generic Equipment Set | 1100CAT5 | Patch Panel 48-Port | GENR674 |  |  |  | Apr 25 2014 4:52PM
Seattle | Seattle -> MSR -> Row 8 -> 8-4 | 2016-08-04 | RU#22 | Generic: 19 Inch 1U Shelf #1 |  | Generic Equipment Set | Shelf | 19 Inch 1U Shelf | GENR944 |  |  |  | Apr 25 2014 4:52PM
Seattle | Seattle -> MSR -> Row 9 -> 9-1 | 2016-09-01 | RU#37 | DPXR20-20 | DATA CENTER OPERATIONS | Raritan Computer | Dominion PX | DPXR20-20 | RCI163 |  |  |  | May 1 2014 6:04PM
Seattle | Seattle -> MSR -> Row 9 -> 9-1 | 2016-09-01 | RU#23 | Sttl-speedtest-dmz |  | Cisco Systems | MCS 7800 | MCS-7845I-3000 | CISO206 | use628n451 |  | dmz1 port 13 172.27.64.0 | Apr 25 2014 4:52PM
Seattle | Seattle -> MSR -> Row 9 -> 9-2 | 2016-09-02 | RU#40 | seadmz1 |  | Cisco Systems | Catalyst 3750 | Catalyst 3750G-24PS | CISY130 | FOC1024Y1Q2 |  | 172.27.64.2 | Jan 14 2015 6:25PM
Seattle | Seattle -> MSR -> Row 9 -> 9-2 | 2016-09-02 | RU#38 | DPXR20-20 | DATA CENTER OPERATIONS | Raritan Computer | Dominion PX | DPXR20-20 | RCI163 |  |  |  | May 1 2014 6:04PM
Seattle | Seattle -> MSR -> Row 9 -> 9-2 | 2016-09-02 | RU#30 | Pdu-9-1 |  | Raritan Computer | Dominion PX | DPCR20A-30L6 | RCI193 |  |  |  | Apr 25 2014 4:52PM
Seattle | Seattle -> MSR -> Row 9 -> 9-2 | 2016-09-02 | RU#29 | se1ltm001 | SERCURITY SERVICES | F5 Networks | BIG-IP | BIG-IP 3600 | F5LA208 | f5-gsls-poyd | 3112466 | 10.48.4.17 | Apr 25 2014 4:52PM
Seattle | Seattle -> MSR -> Row 9 -> 9-2 | 2016-09-02 | RU#28 | se1ltm002 | SERCURITY SERVICES | F5 Networks | BIG-IP | BIG-IP 3600 | F5LA208 | f5-gskh-luvj | 3114056 | 10.48.4.16 | Apr 25 2014 4:53PM
Seattle | Seattle -> MSR -> Row 9 -> 9-2 | 2016-09-02 | RU#27 | seawsg-04 | SERCURITY SERVICES | Websense | Web Security | V10KG3-X-XX00-N | WEBS012 | 19601862662 |  | seawsg04-c 172.27.64.53 seawsg04-p1 172.27.64.54 seawsg04-p2 172.27.64.55 | Jan 14 2015 4:50PM
Seattle | Seattle -> MSR -> Row 9 -> 9-2 | 2016-09-02 | RU#26 | seawsg-05 | SERCURITY SERVICES | Websense | Web Security | V10KG3-X-XX00-N | WEBS012 | 196000183046 |  | seawsg05-c 172.27.64.56 seawsg05-p1 172.27.64.57 seawsg05-p2 172.27.64.58 | Jan 14 2015 4:50PM
Seattle | Seattle -> MSR -> Row 9 -> 9-3 | 2016-09-03 | RU#44 | switch a&amp;b |  | Generic Equipment Set | 1100CAT5 | Patch Panel 48-Port | GENR674 |  |  |  | Apr 25 2014 4:53PM
Seattle | Seattle -> MSR -> Row 9 -> 9-3 | 2016-09-03 | RU#43 | conseattle-4 | DATA CENTER OPERATIONS | Raritan Computer | Dominion SX | DSX16 | RCI074 | waj3100023 |  | 10.48.4.98 | Jan 8 2015 1:02PM
Seattle | Seattle -> MSR -> Row 9 -> 9-4 | 2016-09-04 | RU#44 | Patch panel switch c |  | Generic Equipment Set | 1100CAT5 | Patch Panel 48-Port | GENR674 |  |  |  | Apr 25 2014 4:54PM
Seattle | Seattle -> MSR -> Row 9 -> 9-4 | 2016-09-04 | RU#40 | seadmz2 |  | Cisco Systems | Catalyst 3750 | WS-C3750G-24T-E | CSCA186 | FOC1024Y1Q2 |  | 172.27.64.2 | Apr 25 2014 4:54PM
Seattle | Seattle -> MSR -> Row 9 -> 9-4 | 2016-09-04 | RU#39 | Wire manager |  | Generic Equipment Set | Panel | Blank 1U Panel | GENR259 |  |  |  | Apr 25 2014 4:54PM
Seattle | Seattle -> MSR -> Row 9 -> 9-4 | 2016-09-04 | RU#37 | Bigip-seaant-2 |  | F5 Networks | BIG-IP | BIG-IP 1500 | F5LA018 | bip077082s | 309502 | 10.48.53.12 | Apr 25 2014 4:53PM
Seattle | Seattle -> MSR -> Row 9 -> 9-4 | 2016-09-04 | RU#34 | Seawsg06 | SERCURITY SERVICES | Websense | Web Security | V10KG3-X-XX00-N | WEBS012 |  |  |  | Jan 14 2015 4:50PM
Seattle | Seattle -> MSR -> Row 9 -> 9-4 | 2016-09-04 | RU#33 | Generic: 19 Inch 1U Shelf #1 |  | Generic Equipment Set | Shelf | 19 Inch 1U Shelf | GENR944 |  |  |  | Apr 25 2014 4:53PM
Seattle | Seattle -> MSR -> Row 9 -> 9-4 | 2016-09-04 | RU#29 | Generic: 19 Inch 1U Shelf #2 |  | Generic Equipment Set | Shelf | 19 Inch 1U Shelf | GENR944 |  |  |  | Apr 25 2014 4:53PM
Seattle | Seattle -> MSR -> Row 9 -> 9-4 | 2016-09-04 | RU#27 | DPXR20-20 | DATA CENTER OPERATIONS | Raritan Computer | Dominion PX | DPXR20-20 | RCI163 |  |  |  | May 1 2014 6:04PM
Seattle | Seattle -> MSR -> Row 9 -> 9-4 | 2016-09-04 | RU#22 | Bigip-seaant-1 |  | F5 Networks | BIG-IP | BIG-IP 1500 | F5LA018 | bip077090s | 3093435 | 10.48.53.11 | Apr 25 2014 4:53PM
Seattle | Seattle -> MSR -> Row 9 -> 9-4 | 2016-09-04 | RU#21 | Generic: 19 Inch 1U Shelf #3 |  | Generic Equipment Set | Shelf | 19 Inch 1U Shelf | GENR944 |  |  |  | Apr 25 2014 4:53PM
Seattle | Seattle -> MSR -> Row 9 -> 9-4 | 2016-09-04 | RU#18 | Host-sea-2 | DIRECTORY SERVICES | SUN Microsystems | Sun Fire | V120 | SUN125 | cf25103396 |  |  | Apr 25 2014 4:54PM
Seattle | Seattle -> MSR -> Row 9 -> 9-4 | 2016-09-04 | RU#16 | DPXR20-20 | DATA CENTER OPERATIONS | Raritan Computer | Dominion PX | DPXR20-20 | RCI163 |  |  |  | May 1 2014 6:04PM
Seattle | Seattle -> MSR -> Row 9 -> 9-4 | 2016-09-04 | RU#14 | Bigip-sea-1 |  | F5 Networks | BIG-IP | BIG-IP 1500 | F5LA018 | bip084919s | 1000-85778 | 172.27.65.131 | Apr 25 2014 4:53PM
Seattle | Seattle -> MSR -> Row 9 -> 9-4 | 2016-09-04 | RU#12 | Bigip-sea-2 |  | F5 Networks | BIG-IP | BIG-IP 1500 | F5LA018 | bip084857s | 1000-85777 | 172.27.65.132 | Apr 25 2014 4:53PM
Seattle | Seattle -> UPS Room | UPS Room |  | Seattle 150kva UPS |  | Liebert | UPS System | UPS System | GENR122 |  |  |  | Apr 30 2014 2:05PM
Seattle | Site Staging Area -> msr -> 16-4 | 16-4 | RU#44 | switch a&amp;b |  | Generic Equipment Set | 1100CAT5 | Patch Panel 48-Port | GENR674 |  |  |  | Mar 11 2016 1:38PM
Seattle | Site Staging Area -> msr -> 16-4 | 16-4 | RU#42 | Pdu-sea-msr-cab16-4-a |  | Raritan Computer | Dominion PX | DPCR20A-32 | RCI187 |  |  |  | Mar 11 2016 1:38PM
Seattle | Site Staging Area -> msr -> 16-4 | 16-4 | RU#40 | Pdu-sea-msr-cab16-4-b |  | Raritan Computer | Dominion PX | DPCR20A-32 | RCI187 |  |  |  | Mar 11 2016 1:38PM
Seattle | Site Staging Area -> msr -> 16-4 | 16-4 | RU#39 | S4810 |  | Dell Computer | S Series | S4810 | DELM403 |  |  |  | Mar 11 2016 4:04PM
Seattle | Site Staging Area -> msr -> 16-4 | 16-4 | RU#37 | MMR-2G-1U |  | MK 1 Manufacturing | MMR | MMR-2G-1U | MK1M001 |  |  |  | Apr 18 2016 5:43PM
Seattle | Site Staging Area -> msr -> 16-4 | 16-4 | RU#35 | MMR-2G-2URS |  | MK 1 Manufacturing | MMR | MMR-2G-2URS | MK1M002 |  |  |  | Apr 18 2016 5:44PM
Seattle | Site Staging Area -> msr -> 16-4 | 16-4 | RU#26 | 19 Inch 1U Shelf |  | Generic Equipment Set | Shelf | 19 Inch 1U Shelf | GENR944 |  |  |  | Mar 11 2016 1:48PM
Seattle | Site Staging Area -> msr -> 16-4 | 16-4 | RU#14 | 19 Inch 1U Shelf |  | Generic Equipment Set | Shelf | 19 Inch 1U Shelf | GENR944 |  |  |  | Mar 11 2016 1:46PM
Seattle | Site Staging Area -> msr -> 16-4 | 16-4 | RU#12 | 9000X |  | Isilon Systems | X-Series | 9000X | ISLN014 |  |  |  | Mar 11 2016 1:54PM
Seattle | Site Staging Area -> msr -> 16-4 | 16-4 | RU#10 | 9000X |  | Isilon Systems | X-Series | 9000X | ISLN014 |  |  |  | Mar 11 2016 1:55PM
Seattle | Site Staging Area -> msr -> 16-4 | 16-4 | RU#08 | 9000X |  | Isilon Systems | X-Series | 9000X | ISLN014 |  |  |  | Mar 11 2016 1:55PM
Seattle | Site Staging Area -> msr -> 16-4 | 16-4 | RU#06 | 9000X |  | Isilon Systems | X-Series | 9000X | ISLN014 |  |  |  | Mar 11 2016 1:56PM
Seattle | Site Staging Area -> msr -> 16-4 | 16-4 | RU#04 | 9000X |  | Isilon Systems | X-Series | 9000X | ISLN014 |  |  |  | Mar 11 2016 1:56PM
Seattle | Site Staging Area -> msr -> 16-4 -> 19 Inch 1U Shelf | 19 Inch 1U Shelf | InOutPlug#7 | Macpro |  | Apple Computer | Mac | MacPro | APPL165 |  |  |  | Mar 11 2016 1:52PM
Seattle | Site Staging Area -> msr -> 16-4 -> 19 Inch 1U Shelf | 19 Inch 1U Shelf | InOutPlug#1 | Macpro |  | Apple Computer | Mac | MacPro | APPL165 |  |  |  | Mar 11 2016 1:53PM
Seattle | Site Staging Area -> msr -> 16-4 -> 19 Inch 1U Shelf | 19 Inch 1U Shelf | InOutPlug#1 | Macpro |  | Apple Computer | Mac | MacPro | APPL165 |  |  |  | Mar 11 2016 1:52PM
Seoul | Seoul -> IDC -> Network Rack 1 | Network Rack 1 | RU#37 | DP485E88TGY |  | Panduit | DP5e | DP485E88TGY | PNDT351 |  |  |  | Nov 7 2014 4:46PM
Seoul | Seoul -> IDC -> Network Rack 1 | Network Rack 1 | RU#35 | NCMH2 |  | Panduit | Cable Management System | NCMH2 | PAND646 |  |  |  | Nov 7 2014 4:41PM
Seoul | Seoul -> IDC -> Network Rack 1 | Network Rack 1 | RU#30 | NCMH2 |  | Panduit | Cable Management System | NCMH2 | PAND646 |  |  |  | Nov 7 2014 4:41PM
Seoul | Seoul -> IDC -> Network Rack 1 | Network Rack 1 | RU#28 | DP485E88TGY |  | Panduit | DP5e | DP485E88TGY | PNDT351 |  |  |  | Nov 7 2014 4:46PM
Seoul | Seoul -> IDC -> Network Rack 1 | Network Rack 1 | RU#13 | DP485E88TGY |  | Panduit | DP5e | DP485E88TGY | PNDT351 |  |  |  | Nov 7 2014 4:45PM
Seoul | Seoul -> IDC -> Network Rack 1 | Network Rack 1 | RU#11 | NCMH2 |  | Panduit | Cable Management System | NCMH2 | PAND646 |  |  |  | Nov 7 2014 4:40PM
Seoul | Seoul -> IDC -> Network Rack 1 | Network Rack 1 | RU#09 | DP485E88TGY |  | Panduit | DP5e | DP485E88TGY | PNDT351 |  |  |  | Nov 7 2014 4:45PM
Seoul | Seoul -> IDC -> Network Rack 1 | Network Rack 1 | RU#07 | NCMH2 |  | Panduit | Cable Management System | NCMH2 | PAND646 |  |  |  | Nov 7 2014 4:40PM
Seoul | Seoul -> IDC -> Network Rack 1 | Network Rack 1 | RU#05 | 2U 48-Port Fiber FC Patch Panel |  | Generic Altima Technologies Rackmountable | General Rackmount Equipment | 2U 48-Port Fiber FC Patch Panel | 0GRM182 |  |  |  | Nov 7 2014 4:38PM
Seoul | Seoul -> IDC -> Network Rack 2 | Network Rack 2 | RU#44 | Cable manager 1 |  | Panduit | PatchLink | WMPF1E | PAND771 |  |  |  | Nov 7 2014 4:26PM
Seoul | Seoul -> IDC -> Network Rack 2 | Network Rack 2 | RU#42 | Generic: 2U 48-Port Fiber Patch Panel #2 |  | Generic Equipment Set | Patch Panel | 2U 48-Port Fiber Patch Panel | GENR974 |  |  |  | Nov 7 2014 4:26PM
Seoul | Seoul -> IDC -> Network Rack 2 | Network Rack 2 | RU#40 | Cable manager 2 |  | Panduit | PatchLink | WMPF1E | PAND771 |  |  |  | Nov 7 2014 4:26PM
Seoul | Seoul -> IDC -> Network Rack 2 | Network Rack 2 | RU#38 | Generic: 2U 48-Port Fiber Patch Panel #3 |  | Generic Equipment Set | Patch Panel | 2U 48-Port Fiber Patch Panel | GENR974 |  |  |  | Nov 7 2014 4:26PM
Seoul | Seoul -> IDC -> Network Rack 2 | Network Rack 2 | RU#36 | Cable manager 3 |  | Panduit | PatchLink | WMPF1E | PAND771 |  |  |  | Nov 7 2014 4:26PM
Seoul | Seoul -> IDC -> Network Rack 2 | Network Rack 2 | RU#35 | SEOUL-SWA | NETWORK SERVICES | Cisco Systems | Catalyst 3750 | WS-C3750-24PS-E | CISO352 | CAT1013R1UV | UNKNOWN | 10.162.32.2 | Nov 7 2014 4:26PM
Seoul | Seoul -> IDC -> Network Rack 2 | Network Rack 2 | RU#34 | Cable manager 4 |  | Panduit | PatchLink | WMPFSE | PAND772 |  |  |  | Nov 7 2014 4:26PM
Seoul | Seoul -> IDC -> Network Rack 2 | Network Rack 2 | RU#33 | SEOUL-SWB | NETWORK SERVICES | Cisco Systems | Catalyst 3750 | WS-C3750-24PS-E | CISO352 | CAT1013R1U5 | UNKNOWN | 10.162.32.3 | Nov 7 2014 4:26PM
Seoul | Seoul -> IDC -> Network Rack 2 | Network Rack 2 | RU#32 | Cable manager 5 |  | Panduit | PatchLink | WMPFSE | PAND772 |  |  |  | Nov 7 2014 4:26PM
Seoul | Seoul -> IDC -> Network Rack 2 | Network Rack 2 | RU#31 | SEOUL-SWC | NETWORK SERVICES | Cisco Systems | Catalyst 3750 | WS-C3750-24PS-E | CISO352 | CAT0917K07K | 1000-75238 | 10.162.32.2 (In Stack) | Nov 7 2014 4:26PM
Seoul | Seoul -> IDC -> Network Rack 2 | Network Rack 2 | RU#30 | Panduit: WMPFSE #6 |  | Panduit | PatchLink | WMPFSE | PAND772 |  |  |  | Nov 7 2014 4:26PM
Seoul | Seoul -> IDC -> Network Rack 2 | Network Rack 2 | RU#29 | SEOUL-SWD | NETWORK SERVICES | Cisco Systems | Catalyst 3750 | WS-C3750-24PS-E | CISO352 | CAT0917K074 | 1000-75237 | 10.162.32.2 (In Stack) | Nov 7 2014 4:26PM
Seoul | Seoul -> IDC -> Network Rack 2 | Network Rack 2 | RU#28 | Panduit: WMPFSE #7 |  | Panduit | PatchLink | WMPFSE | PAND772 |  |  |  | Nov 7 2014 4:25PM
Seoul | Seoul -> IDC -> Network Rack 2 | Network Rack 2 | RU#27 | SEOUL-SWE | NETWORK SERVICES | Cisco Systems | Catalyst 3750 | WS-C3750-24PS-E | CISO352 | CAT0917K07L | 1000-75236 | 10.162.32.2 (In Stack) | Nov 7 2014 4:25PM
Seoul | Seoul -> IDC -> Network Rack 2 | Network Rack 2 | RU#26 | Panduit: WMPFSE #8 |  | Panduit | PatchLink | WMPFSE | PAND772 |  |  |  | Nov 7 2014 4:25PM
Seoul | Seoul -> IDC -> Network Rack 2 | Network Rack 2 | RU#22 | Panduit: CP24BL #1 |  | Panduit | Mini-Com | CP24BL | PAND393 |  |  |  | Nov 7 2014 4:25PM
Seoul | Seoul -> IDC -> Network Rack 2 | Network Rack 2 | RU#18 | Panduit: WMPFSE #9 |  | Panduit | PatchLink | WMPFSE | PAND772 |  |  |  | Nov 7 2014 4:25PM
Seoul | Seoul -> IDC -> Network Rack 2 | Network Rack 2 | RU#17 | Panduit: WMPFSE #10 |  | Panduit | PatchLink | WMPFSE | PAND772 |  |  |  | Nov 7 2014 4:25PM
Seoul | Seoul -> IDC -> Network Rack 2 | Network Rack 2 | RU#16 | SEOUL-SWF | NETWORK SERVICES | Cisco Systems | Catalyst 3750 | WS-C3750-48PS-E | CISO355 | FOC1250W640 | UNKNOWN | 10.162.32.2 (In Stack) | Nov 7 2014 4:25PM
Seoul | Seoul -> IDC -> Network Rack 2 | Network Rack 2 | RU#15 | Panduit: WMPFSE #11 |  | Panduit | PatchLink | WMPFSE | PAND772 |  |  |  | Nov 7 2014 4:25PM
Seoul | Seoul -> IDC -> Network Rack 2 | Network Rack 2 | RU#14 | SEOUL-SWG | NETWORK SERVICES | Cisco Systems | Catalyst 3750 | WS-C3750-48PS-E | CISO355 | FOC1250W6CG | UNKNOWN | 10.162.32.2 (In Stack) | Nov 7 2014 4:25PM
Seoul | Seoul -> IDC -> Network Rack 2 | Network Rack 2 | RU#13 | Panduit: WMPFSE #12 |  | Panduit | PatchLink | WMPFSE | PAND772 |  |  |  | Nov 7 2014 4:25PM
Seoul | Seoul -> IDC -> Network Rack 2 | Network Rack 2 | RU#11 | seoul-guest-fw | NETWORK SERVICES | Juniper Networks | SRX Series | SRX210 LM | JNPR095 |  |  | 10.162.32.15 | Nov 7 2014 4:25PM
Seoul | Seoul -> IDC -> Network Rack 2 | Network Rack 2 | RU#01 | Seoul-wan | NETWORK SERVICES | Cisco Systems | Cisco 3900 | Cisco3945/K9 | CISY860 | FHK1430F26S | unknown | 10.254.160.6 | Nov 7 2014 4:25PM
Seoul | Seoul -> IDC -> Server Cabinet | Server Cabinet | RU#35 | SEOUL |  | Hewlett-Packard | ProLiant | DL380 G4 | HEPA156 | SGH612X3FV | Unknown | 10.162.32.23 | Nov 7 2014 4:27PM
Seoul | Seoul -> IDC -> Server Cabinet | Server Cabinet | RU#33 | SEOADOVM01 | DATA CENTER OPERATIONS | Hewlett-Packard | ProLiant | DL380 G7-LFF | HEPK281 | 2M210500MH | 3110288 | 10.162.32.19 | Nov 7 2014 4:27PM
Seoul | Seoul -> IDC -> Server Cabinet | Server Cabinet | RU#31 | Vernier Networks: EdgeWall 7000 210.126.145.131 | NETWORK SERVICES | Vernier Networks | EdgeWall | EW7030 | VERN009 |  | 3091188 | 210.126.145.131 | Nov 7 2014 4:27PM
Seoul | Seoul -> IDC -> Server Cabinet | Server Cabinet | RU#29 | SEOULWLC-01 |  | Cisco Systems | Cisco 4400 | AIR-WLC4402-12-K9 | CICO108 | FOC1248FO1L | UNKNOWN | 10.162.32.42 | Nov 7 2014 4:27PM
Seoul | Seoul -> IDC -> Server Cabinet | Server Cabinet | RU#27 | SEOUL-KVM-1 | DATA CENTER OPERATIONS | Raritan Computer | Dominion KX II | DKX2-116 | RCI147 |  | 100202544 | 10.162.32.15 | Nov 7 2014 4:27PM
Seoul | Seoul -> IDC -> Server Cabinet | Server Cabinet | RU#24 | Cisco WAAS | NETWORK SERVICES | Cisco Systems | WAE Series | WAE-511-K9 | CICO352 | FCH1623V0K4 |  | 10.162.32.246 | Nov 7 2014 4:27PM
Seoul | Seoul -> IDC -> Server Cabinet | Server Cabinet | RU#23 | SEOUL-LIBRNE |  | APC | Rack LCD Monitor Keyboard Mouse | AP5017 - Closed View | APC311 |  |  |  | Nov 7 2014 4:26PM
Seoul | Seoul -> IDC -> Server Cabinet | Server Cabinet | RU#03 | SEOUL-UPS1 | DATA CENTER OPERATIONS | APC | Smart-UPS | SURT7500RMXLT | APC869 | YS0402222679 | UNKNOWN | 10.162.32.27 | Nov 7 2014 4:26PM
Singapore | Singapore -> IDC -> IDC Network Rack | IDC Network Rack | RU#44 | Panduit: CFAPPBL2 #1 |  | Panduit | OptiCom | CFAPPBL2 | PNDT099 |  |  |  | Nov 6 2014 5:35PM
Singapore | Singapore -> IDC -> IDC Network Rack | IDC Network Rack | RU#43 | APC: AR8101BLK-1U #7 |  | APC | NetShelter | AR8101BLK-1U | APC969 |  |  |  | Nov 6 2014 5:34PM
Singapore | Singapore -> IDC -> IDC Network Rack | IDC Network Rack | RU#40 | APC: AR8101BLK-1U #6 |  | APC | NetShelter | AR8101BLK-1U | APC969 |  |  |  | Nov 6 2014 5:34PM
Singapore | Singapore -> IDC -> IDC Network Rack | IDC Network Rack | RU#39 | Panduit: CP24BL #16 |  | Panduit | Mini-Com | CP24BL | PAND393 |  |  |  | Nov 6 2014 5:34PM
Singapore | Singapore -> IDC -> IDC Network Rack | IDC Network Rack | RU#38 | Panduit: CP24BL #13 |  | Panduit | Mini-Com | CP24BL | PAND393 |  |  |  | Nov 6 2014 5:34PM
Singapore | Singapore -> IDC -> IDC Network Rack | IDC Network Rack | RU#34 | APC: AR8101BLK-4U #1 |  | APC | NetShelter | AR8101BLK-4U | APC971 |  |  |  | Nov 6 2014 5:34PM
Singapore | Singapore -> IDC -> IDC Network Rack | IDC Network Rack | RU#33 | Panduit: CP24BL #2 |  | Panduit | Mini-Com | CP24BL | PAND393 |  |  |  | Nov 6 2014 5:34PM
Singapore | Singapore -> IDC -> IDC Network Rack | IDC Network Rack | RU#32 | Panduit: CP24BL #1 |  | Panduit | Mini-Com | CP24BL | PAND393 |  |  |  | Nov 6 2014 5:33PM
Singapore | Singapore -> IDC -> IDC Network Rack | IDC Network Rack | RU#31 | APC: AR8101BLK-1U #5 |  | APC | NetShelter | AR8101BLK-1U | APC969 |  |  |  | Nov 6 2014 5:33PM
Singapore | Singapore -> IDC -> IDC Network Rack | IDC Network Rack | RU#30 | Panduit: CP24BL #3 |  | Panduit | Mini-Com | CP24BL | PAND393 |  |  |  | Nov 6 2014 5:33PM
Singapore | Singapore -> IDC -> IDC Network Rack | IDC Network Rack | RU#29 | Panduit: CP24BL #4 |  | Panduit | Mini-Com | CP24BL | PAND393 |  |  |  | Nov 6 2014 5:33PM
Singapore | Singapore -> IDC -> IDC Network Rack | IDC Network Rack | RU#28 | APC: AR8101BLK-1U #4 |  | APC | NetShelter | AR8101BLK-1U | APC969 |  |  |  | Nov 6 2014 5:32PM
Singapore | Singapore -> IDC -> IDC Network Rack | IDC Network Rack | RU#27 | Panduit: CP24BL #5 |  | Panduit | Mini-Com | CP24BL | PAND393 |  |  |  | Nov 6 2014 5:32PM
Singapore | Singapore -> IDC -> IDC Network Rack | IDC Network Rack | RU#26 | Panduit: CP24BL #6 |  | Panduit | Mini-Com | CP24BL | PAND393 |  |  |  | Nov 6 2014 5:32PM
Singapore | Singapore -> IDC -> IDC Network Rack | IDC Network Rack | RU#24 | APC: AR8101BLK-2U #1 |  | APC | NetShelter | AR8101BLK-2U | APC970 |  |  |  | Nov 6 2014 5:32PM
Singapore | Singapore -> IDC -> IDC Network Rack | IDC Network Rack | RU#23 | Panduit: CP24BL #7 |  | Panduit | Mini-Com | CP24BL | PAND393 |  |  |  | Nov 6 2014 5:32PM
Singapore | Singapore -> IDC -> IDC Network Rack | IDC Network Rack | RU#22 | Panduit: CP24BL #8 |  | Panduit | Mini-Com | CP24BL | PAND393 |  |  |  | Nov 6 2014 5:32PM
Singapore | Singapore -> IDC -> IDC Network Rack | IDC Network Rack | RU#21 | APC: AR8101BLK-1U #3 |  | APC | NetShelter | AR8101BLK-1U | APC969 |  |  |  | Nov 6 2014 5:31PM
Singapore | Singapore -> IDC -> IDC Network Rack | IDC Network Rack | RU#20 | Panduit: CP24BL #10 |  | Panduit | Mini-Com | CP24BL | PAND393 |  |  |  | Nov 6 2014 5:31PM
Singapore | Singapore -> IDC -> IDC Network Rack | IDC Network Rack | RU#19 | APC: AR8101BLK-1U #2 |  | APC | NetShelter | AR8101BLK-1U | APC969 |  |  |  | Nov 6 2014 5:31PM
Singapore | Singapore -> IDC -> IDC Network Rack | IDC Network Rack | RU#18 | Panduit: CP24BL #11 |  | Panduit | Mini-Com | CP24BL | PAND393 |  |  |  | Nov 6 2014 5:31PM
Singapore | Singapore -> IDC -> IDC Network Rack | IDC Network Rack | RU#17 | Panduit: CP24BL #12 |  | Panduit | Mini-Com | CP24BL | PAND393 |  |  |  | Nov 6 2014 5:31PM
Singapore | Singapore -> IDC -> IDC Network Rack | IDC Network Rack | RU#16 | APC: AR8101BLK-1U #1 |  | APC | NetShelter | AR8101BLK-1U | APC969 |  |  |  | Nov 6 2014 5:30PM
Singapore | Singapore -> IDC -> IDC Network Rack | IDC Network Rack | RU#15 | Panduit: CP24BL #14 |  | Panduit | Mini-Com | CP24BL | PAND393 |  |  |  | Nov 6 2014 5:30PM
Singapore | Singapore -> IDC -> IDC Network Rack | IDC Network Rack | RU#14 | Panduit: CP24BL #15 |  | Panduit | Mini-Com | CP24BL | PAND393 |  |  |  | Nov 6 2014 5:30PM
Singapore | Singapore -> IDC -> IDC Network Rack | IDC Network Rack | RU#13 | Panduit: NCMHF1 #9 |  | Panduit | Cable Management System | NCMHF1 | PAND648 |  |  |  | Nov 6 2014 5:30PM
Singapore | Singapore -> IDC -> IDC Network Rack | IDC Network Rack | RU#12 | Singapore-swb | NETWORK SERVICES | Panduit | Mini-Com | CP24BL | PAND393 |  |  |  | Nov 6 2014 5:30PM
Singapore | Singapore -> IDC -> IDC Network Rack | IDC Network Rack | RU#11 | Cisco: Catalyst 3750-24PS-E #1 | NETWORK SERVICES | Cisco Systems | Catalyst 3750 | WS-C3750-24PS-E | CISO352 |  |  |  | Nov 6 2014 5:30PM
Singapore | Singapore -> IDC -> IDC Network Rack | IDC Network Rack | RU#01 | Singapore-corea | NETWORK SERVICES | Cisco Systems | Catalyst 4500 | WS-C4506-E | CISO728 |  | unknown | 10.162.63.1 | Nov 6 2014 5:29PM
Singapore | Singapore -> IDC -> IDC Server Rack 1 | IDC Server Rack 1 | RU#38 | CISCO WLC | NETWORK SERVICES | Cisco Systems | Cisco 4400 | AIR-WLC4404-100-K9 | CICO111 | F0C1233F05P | Unknown | Unknown | Nov 6 2014 5:35PM
Singapore | Singapore -> IDC -> IDC Server Rack 1 | IDC Server Rack 1 | RU#35 | Singapore-Vernier | PHYSICAL SECURITY | Vernier Networks | EdgeWall | EW7030 | VERN009 | Unknown | Unknown | Unknown | Nov 6 2014 5:35PM
Singapore | Singapore -> IDC -> IDC Server Rack 1 | IDC Server Rack 1 | RU#30 | SINADOVM01 | DATA CENTER OPERATIONS | Hewlett-Packard | ProLiant | DL380 G7-LFF | HEPK281 | 2UX95103TY | 3110290 | 10.162.48.63 | Nov 6 2014 5:35PM
Singapore | Singapore -> IDC -> IDC Server Rack 1 | IDC Server Rack 1 | RU#18 | Singapore-wan | NETWORK SERVICES | Cisco Systems | Cisco 3900 | Cisco3945/K9 | CISY860 |  | unknown | 10.254.160.2 | Nov 6 2014 5:35PM
Singapore | Singapore -> IDC -> IDC Server Rack 1 | IDC Server Rack 1 | RU#12 | Cisco: WAE-512-K9 #1 | NETWORK SERVICES | Cisco Systems | WAE Series | WAE-512-K9 | CICO783 |  | unknown | Unknown | Nov 6 2014 5:35PM
Singapore | Singapore -> IDC -> IDC Server Rack 1 | IDC Server Rack 1 | RU#10 | SINGAPOREFS |  | Hewlett-Packard | ProLiant | DL380 G7-LFF | HEPK281 | 2UX95103TYV | Unknown | 10.162.48.2 | Nov 6 2014 5:35PM
Singapore | Singapore -> IDC -> IDC Server Rack 1 | IDC Server Rack 1 | RU#01 | ups-singapore-idc | DATA CENTER OPERATIONS | APC | Smart-UPS | SURT5000RMXLT | APC618 | NS0648030155 | Unknown | 10.162.48.31 | Nov 6 2014 5:35PM
Singapore | Singapore -> MDC -> MDC Network Rack 1 | MDC Network Rack 1 | RU#42 | Panduit: CFAPPBL2 #1 |  | Panduit | OptiCom | CFAPPBL2 | PNDT099 |  |  |  | Nov 6 2014 5:37PM
Singapore | Singapore -> MDC -> MDC Network Rack 1 | MDC Network Rack 1 | RU#40 | APC: AR8101BLK-2U #4 |  | APC | NetShelter | AR8101BLK-2U | APC970 |  |  |  | Nov 6 2014 5:37PM
Singapore | Singapore -> MDC -> MDC Network Rack 1 | MDC Network Rack 1 | RU#39 | Panduit: CP24BL #1 |  | Panduit | Mini-Com | CP24BL | PAND393 |  |  |  | Nov 6 2014 5:37PM
Singapore | Singapore -> MDC -> MDC Network Rack 1 | MDC Network Rack 1 | RU#38 | Panduit: CP24BL #2 |  | Panduit | Mini-Com | CP24BL | PAND393 |  |  |  | Nov 6 2014 5:37PM
Singapore | Singapore -> MDC -> MDC Network Rack 1 | MDC Network Rack 1 | RU#36 | APC: AR8101BLK-2U #3 |  | APC | NetShelter | AR8101BLK-2U | APC970 |  |  |  | Nov 6 2014 5:37PM
Singapore | Singapore -> MDC -> MDC Network Rack 1 | MDC Network Rack 1 | RU#35 | Panduit: CP24BL #4 |  | Panduit | Mini-Com | CP24BL | PAND393 |  |  |  | Nov 6 2014 5:37PM
Singapore | Singapore -> MDC -> MDC Network Rack 1 | MDC Network Rack 1 | RU#34 | Panduit: CP24BL #5 |  | Panduit | Mini-Com | CP24BL | PAND393 |  |  |  | Nov 6 2014 5:36PM
Singapore | Singapore -> MDC -> MDC Network Rack 1 | MDC Network Rack 1 | RU#32 | APC: AR8101BLK-2U #2 |  | APC | NetShelter | AR8101BLK-2U | APC970 |  |  |  | Nov 6 2014 5:36PM
Singapore | Singapore -> MDC -> MDC Network Rack 1 | MDC Network Rack 1 | RU#31 | Panduit: CP24BL #3 |  | Panduit | Mini-Com | CP24BL | PAND393 |  |  |  | Nov 6 2014 5:36PM
Singapore | Singapore -> MDC -> MDC Network Rack 1 | MDC Network Rack 1 | RU#30 | Panduit: CP24BL #6 |  | Panduit | Mini-Com | CP24BL | PAND393 |  |  |  | Nov 6 2014 5:36PM
Singapore | Singapore -> MDC -> MDC Network Rack 1 | MDC Network Rack 1 | RU#28 | APC: AR8101BLK-2U #1 |  | APC | NetShelter | AR8101BLK-2U | APC970 |  |  |  | Nov 6 2014 5:36PM
Singapore | Singapore -> MDC -> MDC Network Rack 1 | MDC Network Rack 1 | RU#04 | sngnvr | DATA CENTER OPERATIONS | Hewlett-Packard | ProLiant | DL380 G5 | HEPA633 |  | Unknown | 10.162.63.5 | Nov 6 2014 5:36PM
Singapore | Singapore -> MDC -> MDC Network Rack 1 | MDC Network Rack 1 | RU#01 | Singapore-ups-mdc | DATA CENTER OPERATIONS | APC | Smart-UPS | SURT6000XLT | APCC386 |  | Unknown | 10.162.48.29 | Nov 6 2014 5:35PM
Singapore | Singapore -> MDC -> MDC Network Rack 2 | MDC Network Rack 2 | RU#41 | Panduit: CP24BL #10 |  | Panduit | Mini-Com | CP24BL | PAND393 |  |  |  | Nov 6 2014 5:40PM
Singapore | Singapore -> MDC -> MDC Network Rack 2 | MDC Network Rack 2 | RU#40 | Panduit: CP24BL #9 |  | Panduit | Mini-Com | CP24BL | PAND393 |  |  |  | Nov 6 2014 5:40PM
Singapore | Singapore -> MDC -> MDC Network Rack 2 | MDC Network Rack 2 | RU#38 | APC: AR8101BLK-2U #4 |  | APC | NetShelter | AR8101BLK-2U | APC970 |  |  |  | Nov 6 2014 5:40PM
Singapore | Singapore -> MDC -> MDC Network Rack 2 | MDC Network Rack 2 | RU#37 | Panduit: CP24BL #8 |  | Panduit | Mini-Com | CP24BL | PAND393 |  |  |  | Nov 6 2014 5:40PM
Singapore | Singapore -> MDC -> MDC Network Rack 2 | MDC Network Rack 2 | RU#36 | Panduit: CP24BL #7 |  | Panduit | Mini-Com | CP24BL | PAND393 |  |  |  | Nov 6 2014 5:40PM
Singapore | Singapore -> MDC -> MDC Network Rack 2 | MDC Network Rack 2 | RU#34 | APC: AR8101BLK-2U #3 |  | APC | NetShelter | AR8101BLK-2U | APC970 |  |  |  | Nov 6 2014 5:39PM
Singapore | Singapore -> MDC -> MDC Network Rack 2 | MDC Network Rack 2 | RU#33 | Panduit: CP24BL #6 |  | Panduit | Mini-Com | CP24BL | PAND393 |  |  |  | Nov 6 2014 5:39PM
Singapore | Singapore -> MDC -> MDC Network Rack 2 | MDC Network Rack 2 | RU#32 | Panduit: CP24BL #5 |  | Panduit | Mini-Com | CP24BL | PAND393 |  |  |  | Nov 6 2014 5:39PM
Singapore | Singapore -> MDC -> MDC Network Rack 2 | MDC Network Rack 2 | RU#30 | APC: AR8101BLK-2U #2 |  | APC | NetShelter | AR8101BLK-2U | APC970 |  |  |  | Nov 6 2014 5:39PM
Singapore | Singapore -> MDC -> MDC Network Rack 2 | MDC Network Rack 2 | RU#29 | Panduit: CP24BL #3 |  | Panduit | Mini-Com | CP24BL | PAND393 |  |  |  | Nov 6 2014 5:39PM
Singapore | Singapore -> MDC -> MDC Network Rack 2 | MDC Network Rack 2 | RU#28 | Panduit: CP24BL #4 |  | Panduit | Mini-Com | CP24BL | PAND393 |  |  |  | Nov 6 2014 5:38PM
Singapore | Singapore -> MDC -> MDC Network Rack 2 | MDC Network Rack 2 | RU#26 | APC: AR8101BLK-2U #1 |  | APC | NetShelter | AR8101BLK-2U | APC970 |  |  |  | Nov 6 2014 5:38PM
Singapore | Singapore -> MDC -> MDC Network Rack 2 | MDC Network Rack 2 | RU#25 | Panduit: CP24BL #1 |  | Panduit | Mini-Com | CP24BL | PAND393 |  |  |  | Nov 6 2014 5:38PM
Singapore | Singapore -> MDC -> MDC Network Rack 2 | MDC Network Rack 2 | RU#24 | Panduit: CP24BL #2 |  | Panduit | Mini-Com | CP24BL | PAND393 |  |  |  | Nov 6 2014 5:38PM
Singapore | Singapore -> MDC -> MDC Network Rack 2 | MDC Network Rack 2 | RU#23 | Singapore-swa | NETWORK SERVICES | Cisco Systems | Catalyst 3750 | WS-C3750-24TS-S | CISO354 |  | Unknown | 10.162.63.2 | Nov 6 2014 5:38PM
Singapore | Singapore -> MDC -> MDC Network Rack 2 | MDC Network Rack 2 | RU#22 | Singapore-swa-1 | NETWORK SERVICES | Cisco Systems | Catalyst 3750 | WS-C3750-24TS-S | CISO354 |  | Unknown | Unknown | Nov 6 2014 5:38PM
Singapore | Singapore -> MDC -> MDC Network Rack 2 | MDC Network Rack 2 | RU#21 | Singapore-swa-2 | NETWORK SERVICES | Cisco Systems | Catalyst 3750 | WS-C3750-24TS-S | CISO354 |  |  |  | Nov 6 2014 5:38PM
Singapore | Singapore -> MDC -> MDC Network Rack 2 | MDC Network Rack 2 | RU#20 | Singapore-swa-3 | NETWORK SERVICES | Cisco Systems | Catalyst 3750 | WS-C3750-24TS-S | CISO354 |  |  |  | Nov 6 2014 5:38PM
Singapore | Singapore -> MDC -> MDC Network Rack 2 | MDC Network Rack 2 | RU#19 | Singapore-swa-4 | NETWORK SERVICES | Cisco Systems | Catalyst 3750 | WS-C3750-24TS-S | CISO354 |  |  |  | Nov 6 2014 5:37PM
Singapore | Singapore -> MDC -> MDC Network Rack 3 | MDC Network Rack 3 | RU#42 | APC: AR8101BLK-2U #1 |  | APC | NetShelter | AR8101BLK-2U | APC970 |  |  |  | Nov 6 2014 5:43PM
Singapore | Singapore -> MDC -> MDC Network Rack 3 | MDC Network Rack 3 | RU#41 | Panduit: CP24BL #10 |  | Panduit | Mini-Com | CP24BL | PAND393 |  |  |  | Nov 6 2014 5:43PM
Singapore | Singapore -> MDC -> MDC Network Rack 3 | MDC Network Rack 3 | RU#40 | Panduit: CP24BL #3 |  | Panduit | Mini-Com | CP24BL | PAND393 |  |  |  | Nov 6 2014 5:43PM
Singapore | Singapore -> MDC -> MDC Network Rack 3 | MDC Network Rack 3 | RU#38 | APC: AR8101BLK-2U #5 |  | APC | NetShelter | AR8101BLK-2U | APC970 |  |  |  | Nov 6 2014 5:43PM
Singapore | Singapore -> MDC -> MDC Network Rack 3 | MDC Network Rack 3 | RU#37 | Panduit: CP24BL #6 |  | Panduit | Mini-Com | CP24BL | PAND393 |  |  |  | Nov 6 2014 5:43PM
Singapore | Singapore -> MDC -> MDC Network Rack 3 | MDC Network Rack 3 | RU#36 | Panduit: CP24BL #5 |  | Panduit | Mini-Com | CP24BL | PAND393 |  |  |  | Nov 6 2014 5:43PM
Singapore | Singapore -> MDC -> MDC Network Rack 3 | MDC Network Rack 3 | RU#34 | APC: AR8101BLK-2U #4 |  | APC | NetShelter | AR8101BLK-2U | APC970 |  |  |  | Nov 6 2014 5:42PM
Singapore | Singapore -> MDC -> MDC Network Rack 3 | MDC Network Rack 3 | RU#33 | Panduit: CP24BL #2 |  | Panduit | Mini-Com | CP24BL | PAND393 |  |  |  | Nov 6 2014 5:42PM
Singapore | Singapore -> MDC -> MDC Network Rack 3 | MDC Network Rack 3 | RU#32 | Panduit: CP24BL #1 |  | Panduit | Mini-Com | CP24BL | PAND393 |  |  |  | Nov 6 2014 5:42PM
Singapore | Singapore -> MDC -> MDC Network Rack 3 | MDC Network Rack 3 | RU#30 | APC: AR8101BLK-2U #3 |  | APC | NetShelter | AR8101BLK-2U | APC970 |  |  |  | Nov 6 2014 5:42PM
Singapore | Singapore -> MDC -> MDC Network Rack 3 | MDC Network Rack 3 | RU#29 | Panduit: CP24BL #4 |  | Panduit | Mini-Com | CP24BL | PAND393 |  |  |  | Nov 6 2014 5:42PM
Singapore | Singapore -> MDC -> MDC Network Rack 3 | MDC Network Rack 3 | RU#28 | Panduit: CP24BL #7 |  | Panduit | Mini-Com | CP24BL | PAND393 |  |  |  | Nov 6 2014 5:41PM
Singapore | Singapore -> MDC -> MDC Network Rack 3 | MDC Network Rack 3 | RU#26 | APC: AR8101BLK-2U #2 |  | APC | NetShelter | AR8101BLK-2U | APC970 |  |  |  | Nov 6 2014 5:41PM
Singapore | Singapore -> MDC -> MDC Network Rack 3 | MDC Network Rack 3 | RU#25 | Panduit: CP24BL #9 |  | Panduit | Mini-Com | CP24BL | PAND393 |  |  |  | Nov 6 2014 5:41PM
Singapore | Singapore -> MDC -> MDC Network Rack 3 | MDC Network Rack 3 | RU#24 | Panduit: CP24BL #8 |  | Panduit | Mini-Com | CP24BL | PAND393 |  |  |  | Nov 6 2014 5:41PM
Singapore | Singapore -> MDC -> MDC Network Rack 3 | MDC Network Rack 3 | RU#01 | Singapore-swc | NETWORK SERVICES | Cisco Systems | Catalyst 4500 | WS-C4506-E | CISO728 |  | Unknown | 10.162.63.5] | Nov 6 2014 5:41PM
Stockholm | Stockholm -> IDC -> Cabinet 1 | Cabinet 1 | RU#22 | APC KMM |  | APC | NetShelter | AR8215BLK | APC997 |  |  |  | Nov 4 2014 4:30PM
Stockholm | Stockholm -> IDC -> Cabinet 1 | Cabinet 1 | RU#14 | Vicon Striker |  | Dell Computer | PowerEdge R-Series | PowerEdge R200 | DELL991 |  |  |  | Nov 4 2014 4:30PM
Stockholm | Stockholm -> IDC -> Cabinet 1 | Cabinet 1 | RU#12 | stoadovm01 |  | Hewlett-Packard | ProLiant | DL380 G6 - SFF | HEPD897 |  |  | 10.130.32.132 | Nov 4 2014 4:30PM
Stockholm | Stockholm -> IDC -> Cabinet 1 | Cabinet 1 | RU#01 | APC UPS |  | APC | Smart-UPS | SURT8000XLT | APCC524 |  |  |  | Nov 4 2014 4:30PM
Stockholm | Stockholm -> IDC -> Rack 1 (Left) | Rack 1 (Left) | RU#21 | stockholm-cra (SN FOC1214Y2PQ) |  | Cisco Systems | Catalyst 3750-X | WS-C3750X-48PF-L | CISO881 |  |  |  | Nov 4 2014 4:30PM
Stockholm | Stockholm -> IDC -> Rack 1 (Left) | Rack 1 (Left) | RU#16 | stockholm-crb (SN FOC1214Y2QC) |  | Cisco Systems | Catalyst 3750-X | WS-C3750X-48PF-L | CISO881 |  |  |  | Nov 4 2014 4:30PM
Stockholm | Stockholm -> IDC -> Rack 1 (Left) | Rack 1 (Left) | RU#11 | Stockholm-raritan |  | Raritan Computer | Dominion KSX | Dominion KSX 880 | RCI010 |  |  |  | Nov 4 2014 4:30PM
Stockholm | Stockholm -> IDC -> Rack 1 (Left) | Rack 1 (Left) | RU#08 | stowlc-01 (Cisco Wireless Access Contoller) |  | Cisco Systems | 2100 Series Wireless LAN Controllers | AIR-WLC2112-K9 | CISY639 |  |  |  | Nov 4 2014 4:30PM
Stockholm | Stockholm -> IDC -> Rack 1 (Left) | Rack 1 (Left) | RU#03 | Stockholm-wan Cisco Router |  | Cisco Systems | Cisco 3800 | CISCO3845 | CISO580 |  |  |  | Nov 4 2014 4:30PM
Stockholm | Stockholm -> IDC -> Rack 2 (right) | Rack 2 (right) | RU#21 | stockholm-swa (SN CAT1032ZKQF) |  | Cisco Systems | Catalyst 3750-X | WS-C3750X-48PF-L | CISO881 |  |  |  | Nov 4 2014 4:30PM
Stockholm | Stockholm -> IDC -> Rack 2 (right) | Rack 2 (right) | RU#18 | Stockholm-swb (SN FOC1214Y2PP) |  | Cisco Systems | Catalyst 3750-X | WS-C3750X-48PF-L | CISO881 |  |  |  | Nov 4 2014 4:30PM
Sydney | My Staging Area -> import and staging -> IDC -> Rack 1 | Rack 1 | RU#14 | sydcore-swb |  | Cisco Systems | Catalyst 4500 | WS-C4506-E | CISO728 | FOX1423H7G3 |  |  | Apr 16 2015 3:44PM
Sydney | My Staging Area -> import and staging -> IDC -> Rack 1 | Rack 1 | RU#04 | sydcore-swa |  | Cisco Systems | Catalyst 4500 | WS-C4506-E | CISO728 | FOX095203DB |  |  | Apr 16 2015 3:45PM
Sydney | Sydney -> IDC -> Rack 1 | Rack 1 | RU#26 | WS-C3760-off |  | Cisco Systems | Catalyst 3650 | WS-C3650-48TS | CSSY195 |  |  |  | Nov 17 2014 1:44PM
Sydney | Sydney -> IDC -> Rack 1 | Rack 1 | RU#22 | sydfireeye |  | Fire Eye | Security Appliance | Malware Analysis | FIRY006 |  |  |  | Nov 17 2014 1:45PM
Sydney | Sydney -> IDC -> Rack 1 | Rack 1 | RU#21 | sydlwlc-001-turned off |  | Cisco Systems | Cisco 5500 | AIR-CT5508-25-K9 | CISO656 |  |  |  | Nov 17 2014 1:54PM
Sydney | Sydney -> IDC -> Rack 1 | Rack 1 | RU#11 | sydcore-swb |  | Cisco Systems | Catalyst 4500 | WS-C4506 (Filled) | CISC981 |  |  |  | Nov 17 2014 4:40PM
Sydney | Sydney -> IDC -> Rack 1 | Rack 1 | RU#01 | sydcore-swa |  | Cisco Systems | Catalyst 4500 | WS-C4506 (Filled) | CISC981 | FOX095203DB |  |  | Nov 17 2014 4:31PM
Sydney | Sydney -> IDC -> Rack 2 | Rack 2 | RU#42 | Vendor MUX |  | Adtran | MX2800 Series | 4205290L2 | ADTR900 |  |  |  | Nov 17 2014 5:01PM
Sydney | Sydney -> IDC -> Rack 2 | Rack 2 | RU#41 | Vendor Mux |  | Adtran | MX2800 Series | 4205290L2 | ADTR900 |  |  |  | Nov 17 2014 5:02PM
Sydney | Sydney -> IDC -> Rack 2 | Rack 2 | RU#40 | Vendor Mux |  | Adtran | MX2800 Series | 4205290L2 | ADTR900 |  |  |  | Nov 17 2014 5:02PM
Sydney | Sydney -> IDC -> Rack 2 | Rack 2 | RU#38 | Inet-rtr1 |  | Cisco Systems | Catalyst 2900 XL | WS-C2980G-A | CSCO306 |  |  |  | Nov 17 2014 5:08PM
Sydney | Sydney -> IDC -> Rack 2 | Rack 2 | RU#37 | SydneySWexternal |  | Cisco Systems | Cisco 3750 Metro | ME-C3750-24TE-MD | CISO500 |  |  |  | Nov 17 2014 5:09PM
Sydney | Sydney -> IDC -> Rack 2 | Rack 2 | RU#35 | sydinetfw1 |  | Juniper Networks | SSG Series | SSG-520-001 | JUNP443 | 156042006000598 |  |  | Nov 17 2014 5:15PM
Sydney | Sydney -> IDC -> Rack 2 | Rack 2 | RU#33 | sydinetfw2 |  | Juniper Networks | SSG Series | SSG-520-001 | JUNP443 | 156042006000598 |  |  | Nov 17 2014 5:17PM
Sydney | Sydney -> IDC -> Rack 2 | Rack 2 | RU#30 | sydney-wan |  | Cisco Systems | Cisco 3900 | Cisco3945/K9 | CISY860 | FHK1413F0XS |  |  | Nov 17 2014 5:20PM
Sydney | Sydney -> IDC -> Rack 2 | Rack 2 | RU#28 | Sydney-WAAS01 |  | Cisco Systems | Wide Area Application Virtualization Engine | WAVE-7541-K9 | CSCY917 |  |  |  | Nov 17 2014 5:43PM
Sydney | Sydney -> IDC -> Rack 2 | Rack 2 | RU#27 | Sydney-WLC1 |  | Cisco Systems | CiscoWorks | WLSE 1130-19 | CISO678 |  |  |  | Nov 17 2014 5:51PM
Sydney | Sydney -> IDC -> Rack 2 | Rack 2 | RU#26 | Sydney-WLC2 |  | Cisco Systems | CiscoWorks | WLSE 1130-19 | CISO678 |  |  |  | Nov 17 2014 5:51PM
Sydney | Sydney -> IDC -> Rack 2 | Rack 2 | RU#24 | sydney-spana |  | Anue Systems | 5200 Series | 5273 | ANUE018 |  |  |  | Nov 17 2014 5:55PM
Sydney | Sydney -> IDC -> Rack 3 | Rack 3 | RU#42 | kvm-sydney |  | Raritan Computer | Dominion KX II | DKX2-116 | RCI147 |  |  |  | Nov 17 2014 6:10PM
Sydney | Sydney -> IDC -> Rack 3 | Rack 3 | RU#40 | sydadovm01 |  | Hewlett-Packard | ProLiant | DL380 G7-SFF | HEPK280 | 2M210501KJ |  | 10.162.208.26 | Nov 17 2014 6:11PM
Tokyo | Tokyo -> Tokyo 19A -> Rack 1 | Rack 1 | RU#02 | ups-tokyo-19a |  | APC | Symmetra | SYA16K16RMI | APCC584 | 5D1438T02751 |  |  | Jan 25 2016 11:22AM
Tokyo | Tokyo -> Tokyo 19A -> Rack 1 -> ups-tokyo-19a | ups-tokyo-19a | Slot#7 | SYPD4 |  | APC | Symmetra | SYPD4 | APCC587 |  |  |  | Jan 25 2016 11:22AM
Tokyo | Tokyo -> Tokyo 19A -> Rack 1 -> ups-tokyo-19a | ups-tokyo-19a | Slot#6 | SYPD8 |  | APC | Symmetra | SYPD8 | APCC589 |  |  |  | Jan 25 2016 11:22AM
Tokyo | Tokyo -> Tokyo 19A -> Rack 1 -> ups-tokyo-19a | ups-tokyo-19a | Slot#5 | SYPD8 |  | APC | Symmetra | SYPD8 | APCC589 |  |  |  | Jan 25 2016 11:22AM
Tokyo | Tokyo -> Tokyo 19A -> Rack 3 | Rack 3 | RU#02 | tokyo-19aas01 |  | Cisco Systems | Catalyst 4500 | WS-C4506-E | CISO728 | SPE1928000V |  |  | Jan 25 2016 8:30AM
Tokyo | Tokyo -> Tokyo 19A -> Rack 4 | Rack 4 | RU#02 | tokyo-19aas02 |  | Cisco Systems | Catalyst 4500 | WS-C4506-E | CISO728 | SPE191600FQ |  |  | Jan 25 2016 8:30AM
Tokyo | Tokyo -> Tokyo 19B -> Network Rack 1 | Network Rack 1 | RU#39 | tokyoinet-rtr1 |  | Cisco Systems | Cisco 7200 | Cisco 7202 | CSCO214 | 72696198 |  |  | Nov 10 2014 2:02PM
Tokyo | Tokyo -> Tokyo 19B -> Network Rack 1 | Network Rack 1 | RU#36 | tyowlc-001 |  | Cisco Systems | Cisco 5700 Series | AIR-CT5760-25-K9 | CISC891 | FCW1808L08B |  |  | Jan 26 2016 6:48AM
Tokyo | Tokyo -> Tokyo 19B -> Network Rack 1 | Network Rack 1 | RU#35 | tyowlc-002 |  | Cisco Systems | Cisco 5700 Series | AIR-CT5760-25-K9 | CISC891 | FCW1733L01E |  |  | Jan 26 2016 6:48AM
Tokyo | Tokyo -> Tokyo 19B -> Network Rack 1 | Network Rack 1 | RU#30 | tyodmzsa | NETWORK SERVICES | Cisco Systems | Catalyst 3750 | WS-C3750-48PS-E | CISO355 | FOC0932U19K |  |  | Nov 10 2014 2:02PM
Tokyo | Tokyo -> Tokyo 19B -> Network Rack 1 | Network Rack 1 | RU#29 | tyodmzsb | NETWORK SERVICES | Cisco Systems | Catalyst 3750 | WS-C3750-48PS-E | CISO355 | FOC092U13U |  |  | Nov 10 2014 2:02PM
Tokyo | Tokyo -> Tokyo 19B -> Network Rack 1 | Network Rack 1 | RU#26 | tyodsibx01 |  | Infoblox | DNS | Trinzic 1400 | IFBX026 | 1401201502100270 |  |  | Jan 26 2016 6:48AM
Tokyo | Tokyo -> Tokyo 19B -> Network Rack 1 | Network Rack 1 | RU#24 | tyodsibx02 |  | Infoblox | DNS | Trinzic 1400 | IFBX026 | 1401201502100180 |  |  | Jan 26 2016 6:48AM
Tokyo | Tokyo -> Tokyo 19B -> Network Rack 1 | Network Rack 1 | RU#19 | tokyo-19bcs-vs-01 |  | Cisco Systems | Catalyst 4500-X | WS-C4500X-40X-ES | CISC050 | JAE19250A3K |  |  | Jan 26 2016 6:48AM
Tokyo | Tokyo -> Tokyo 19B -> Network Rack 1 | Network Rack 1 | RU#17 | tokyo-19bcs-vs-02 |  | Cisco Systems | Catalyst 4500-X | WS-C4500X-40X-ES | CISC050 | JAE192702AH |  |  | Jan 26 2016 6:48AM
Tokyo | Tokyo -> Tokyo 19B -> Network Rack 1 | Network Rack 1 | RU#14 | tyo19b-pdu-13 |  | Raritan Computer | Dominion PX III | PX3-5128R-G1 | RCI915 | RJL5A50002 |  |  | Jan 26 2016 6:48AM
Tokyo | Tokyo -> Tokyo 19B -> Network Rack 1 | Network Rack 1 | InOutPlug#2 | tyo19b-pdu-14 |  | Raritan Computer | Dominion PX III | PX3-5497V | RCI703 | RHE6600002 |  |  | Jan 26 2016 6:48AM
Tokyo | Tokyo -> Tokyo 19B -> Network Rack 1 | Network Rack 1 | InOutPlug#1 | tyo19b-pdu-12 |  | Raritan Computer | Dominion PX III | PX3-5497V | RCI703 | RHE5A50004 |  |  | Jan 26 2016 6:48AM
Tokyo | Tokyo -> Tokyo 19B -> Network Rack 1 -> tyowlc-001 | tyowlc-001 | PS Slot#2 | PWR-C1-350WAC |  | Cisco Systems | Catalyst 3850 | PWR-C1-350WAC | CISC884 |  |  |  | Jan 26 2016 6:48AM
Tokyo | Tokyo -> Tokyo 19B -> Network Rack 1 -> tyowlc-001 | tyowlc-001 | PS Slot#1 | PWR-C1-350WAC |  | Cisco Systems | Catalyst 3850 | PWR-C1-350WAC | CISC884 |  |  |  | Jan 26 2016 6:48AM
Tokyo | Tokyo -> Tokyo 19B -> Network Rack 1 -> tyowlc-002 | tyowlc-002 | PS Slot#2 | PWR-C1-350WAC |  | Cisco Systems | Catalyst 3850 | PWR-C1-350WAC | CISC884 |  |  |  | Jan 26 2016 6:48AM
Tokyo | Tokyo -> Tokyo 19B -> Network Rack 1 -> tyowlc-002 | tyowlc-002 | PS Slot#1 | PWR-C1-350WAC |  | Cisco Systems | Catalyst 3850 | PWR-C1-350WAC | CISC884 |  |  |  | Jan 26 2016 6:48AM
Tokyo | Tokyo -> Tokyo 19B -> Network Rack 2 | Network Rack 2 | RU#39 | TOKYO-GREHA | NETWORK SERVICES | Cisco Systems | Cisco 7200 | Cisco 7202 | CSCO214 | 73001726 | 726000053 | 10.127.0.9 | Nov 10 2014 2:03PM
Tokyo | Tokyo -> Tokyo 19B -> Network Rack 2 | Network Rack 2 | RU#38 | ASA-TOKYO-1 | NETWORK SERVICES | Cisco Systems | ASA 5500 | ASA 5550 | CICO641 | JMX1326L0HL |  |  | Nov 10 2014 2:03PM
Tokyo | Tokyo -> Tokyo 19B -> Network Rack 2 | Network Rack 2 | RU#32 | tyovgw1 | TELECOM SERVICES | Cisco Systems | Cisco 3800 | CISCO3845 | CISO580 | FGL1545136K |  |  | Nov 10 2014 2:03PM
Tokyo | Tokyo -> Tokyo 19B -> Network Rack 2 | Network Rack 2 | RU#28 | tyovgw2 | TELECOM SERVICES | Cisco Systems | Cisco 3800 | CISCO3845 | CISO580 | FGL1545136J |  |  | Nov 10 2014 2:03PM
Tokyo | Tokyo -> Tokyo 19B -> Network Rack 2 | Network Rack 2 | RU#26 | TYOVG224A | TELECOM SERVICES | Cisco Systems | VG200 Series Gateways | VG248 | CSCO649 | SIM6A10BRA | UNKNOWN | 10.160.128.100 | Nov 10 2014 2:03PM
Tokyo | Tokyo -> Tokyo 19B -> Network Rack 2 | Network Rack 2 | RU#12 | tkyinetfw1 |  | Juniper Networks | SSG Series | SSG550M | JUNP799 | CD09450176 |  |  | Nov 10 2014 2:03PM
Tokyo | Tokyo -> Tokyo 19B -> Network Rack 2 | Network Rack 2 | RU#10 | tkyinetfw2 |  | Juniper Networks | SSG Series | SSG550M | JUNP799 | CD09380129 |  |  | Nov 10 2014 2:02PM
Tokyo | Tokyo -> Tokyo 19B -> Network Rack 2 | Network Rack 2 | RU#08 | tyo19b-pdu-10 |  | Raritan Computer | Dominion PX III | PX3-5128R-G1 | RCI915 | RJL5A50001 |  |  | Jan 26 2016 8:11AM
Tokyo | Tokyo -> Tokyo 19B -> Network Rack 2 | Network Rack 2 | InOutPlug#2 | tyo19b-pdu-11 |  | Raritan Computer | Dominion PX III | PX3-5497V | RCI703 | RHE5A50010 |  |  | Jan 26 2016 8:11AM
Tokyo | Tokyo -> Tokyo 19B -> Network Rack 2 | Network Rack 2 | InOutPlug#1 | tyo19b-pdu-9 |  | Raritan Computer | Dominion PX III | PX3-5497V | RCI703 | RHE5A50006 |  |  | Jan 26 2016 8:11AM
Tokyo | Tokyo -> Tokyo 19B -> Rack2 | Rack2 | RU#26 | Non_IT_Router_1 |  | Cisco Systems | Cisco 2800 | CISCO2801 | CISO575 | FHK1241FQ1Q |  |  | Dec 16 2015 10:07AM
Tokyo | Tokyo -> Tokyo 19B -> Rack2 | Rack2 | RU#25 | Non_IT_Router_2 |  | Cisco Systems | Cisco 2800 | CISCO2801 | CISO575 | FTX1209A1VV |  |  | Dec 16 2015 10:07AM
Tokyo | Tokyo -> Tokyo 19B -> Rack2 | Rack2 | RU#24 | Non_IT_Switch |  | Cisco Systems | Catalyst 2960 | WS-C2960-48TT-S | CISY884 | FOC1152Z0B2 |  |  | Dec 16 2015 10:07AM
Tokyo | Tokyo -> Tokyo 19B -> Rack3 | Rack3 | RU#17 | tyo19b-pdu-8 |  | Raritan Computer | Dominion PX III | PX3-5201R | RARI152 | RHF5900005 |  |  | Dec 16 2015 11:01AM
Tokyo | Tokyo -> Tokyo 19B -> Rack4 | Rack4 | RU#25 | contokyo |  | Raritan Computer | Dominion KX II | DKX2-432 | RCI152 | WAI4900045 |  |  | Dec 17 2015 7:43AM
Tokyo | Tokyo -> Tokyo 19B -> Rack5 | Rack5 | RU#02 | tokyo-19bas01 |  | Cisco Systems | Catalyst 4500 | WS-C4506-E | CISO728 | SPE191600FR |  |  | Dec 17 2015 9:18AM
Tokyo | Tokyo -> Tokyo 19B -> Rack6 | Rack6 | RU#02 | tokyo-19bas02 |  | Cisco Systems | Catalyst 4500 | WS-C4506-E | CISO728 | SPE192000HX |  |  | Dec 17 2015 9:20AM
Tokyo | Tokyo -> Tokyo 19B -> Rack7 | Rack7 | RU#19 | tokyo-19bsf02 |  | Cisco Systems | Catalyst 2960 | WS-C2960-48TC-L | CICO343 | FOC1929S0F6 |  |  | Dec 17 2015 9:30AM
Tokyo | Tokyo -> Tokyo 19B -> Rack7 | Rack7 | RU#14 | tyo19b-pdu-7 |  | Raritan Computer | Dominion PX III | PX3-5201R | RARI152 | RHF5900004 |  |  | Dec 17 2015 9:30AM
Tokyo | Tokyo -> Tokyo 19B -> Rack7 | Rack7 | RU#02 | tokyo-19bsf01 |  | Cisco Systems | Catalyst 4500 | WS-C4506-E | CISO728 | FXS192IQ0AZ |  |  | Dec 17 2015 9:30AM
Tokyo | Tokyo -> Tokyo 19B -> Server Rack 1 | Server Rack 1 | RU#31 | tky-svr01 |  | Hewlett-Packard | ProLiant | DL380 G4 | HEPA156 | SGH638X2T0 |  |  | Jan 25 2016 9:56AM
Tokyo | Tokyo -> Tokyo 19B -> Server Rack 1 | Server Rack 1 | RU#30 | listmgr-pac |  | SUN Microsystems | Netra | T 105 | SUN342 | UNKNOWN |  |  | Jan 25 2016 9:56AM
Tokyo | Tokyo -> Tokyo 19B -> Server Rack 1 | Server Rack 1 | RU#28 | tokyowaas-01 |  | Cisco Systems | Wide Area Application Virtualization Engine | WAVE-7541-K9 | CSCY917 | FCH1623V07U |  |  | Jan 25 2016 9:56AM
Tokyo | Tokyo -> Tokyo 19B -> Server Rack 1 | Server Rack 1 | RU#15 | to1hra001 |  | Hewlett-Packard | ProLiant Gen8 | DL380p G8 - SFF | HEPC893 | JPT451C296 |  |  | Jan 25 2016 9:56AM
Tokyo | Tokyo -> Tokyo 19B -> Server Rack 1 | Server Rack 1 | RU#12 | mt-japan |  | Dell Computer | PowerEdge R-Series | PowerEdge R720-2.5 Drive | DELC972 | CBPCYBX |  |  | Jan 25 2016 9:56AM
Tokyo | Tokyo -> Tokyo 19B -> Server Rack 1 | Server Rack 1 | InOutPlug#2 | tyo19b-pdu-2 |  | Raritan Computer | Dominion PX III | PX3-5497V | RCI703 | RHE5A50003 |  |  | Jan 25 2016 9:56AM
Tokyo | Tokyo -> Tokyo 19B -> Server Rack 1 | Server Rack 1 | InOutPlug#1 | tyo19b-pdu-1 |  | Raritan Computer | Dominion PX III | PX3-5497V | RCI703 | RHE5A50001 |  |  | Jan 25 2016 9:56AM
Tokyo | Tokyo -> Tokyo 19B -> Server Rack 1 -> to1hra001 | to1hra001 | Slot#9 | 662883-B21 |  | Hewlett-Packard | ProLiant Gen8 | 662883-B21 | HEPC894 |  |  |  | Jan 25 2016 9:56AM
Tokyo | Tokyo -> Tokyo 19B -> Server Rack 2 | Server Rack 2 | RU#42 | kvmtokyo1 |  | Raritan Computer | Dominion KX II | DKX2-432 | RCI152 | HKD8100171 |  |  | Jan 25 2016 10:32AM
Tokyo | Tokyo -> Tokyo 19B -> Server Rack 2 | Server Rack 2 | RU#39 | tyo19b-pdu-3 |  | Raritan Computer | Dominion PX III | PX3-5201R | RARI152 | RHF5900002 |  |  | Jan 25 2016 10:32AM
Tokyo | Tokyo -> Tokyo 19B -> Server Rack 2 | Server Rack 2 | RU#37 | tyo19b-pdu-4 |  | Raritan Computer | Dominion PX III | PX3-5201R | RARI152 | RHF5900001 |  |  | Jan 25 2016 10:32AM
Tokyo | Tokyo -> Tokyo 19B -> Server Rack 2 | Server Rack 2 | RU#35 | TYO_SAN-SWITCH_1 |  | Flextronics | InfiniBand | F-X430046 | FLXT002 | UNKNOWN |  |  | Jan 25 2016 10:32AM
Tokyo | Tokyo -> Tokyo 19B -> Server Rack 2 | Server Rack 2 | RU#33 | TYO_SAN_SWITCH_2 |  | Flextronics | InfiniBand | F-X430046 | FLXT002 | UNKNOWN |  |  | Jan 25 2016 10:32AM
Tokyo | Tokyo -> Tokyo 19B -> Server Rack 2 | Server Rack 2 | RU#26 | tyoshare1 |  | Isilon Systems | S-Series | S200 | ISLN036 | SS200-301136-0266 |  |  | Jan 25 2016 10:32AM
Tokyo | Tokyo -> Tokyo 19B -> Server Rack 2 | Server Rack 2 | RU#24 | tyoshare2 |  | Isilon Systems | S-Series | S200 | ISLN036 | SS200-301136-0279 |  |  | Jan 25 2016 10:32AM
Tokyo | Tokyo -> Tokyo 19B -> Server Rack 2 | Server Rack 2 | RU#22 | tyshare3 |  | Isilon Systems | S-Series | S200 | ISLN036 | SS200-301137-0009 |  |  | Jan 25 2016 10:32AM
Tokyo | Tokyo -> Tokyo 19B -> Server Rack 2 | Server Rack 2 | RU#20 | tyoshare4 |  | Isilon Systems | S-Series | S200 | ISLN036 | SS200-301136-0214 |  |  | Jan 25 2016 10:32AM
Tokyo | Tokyo -> Tokyo 19B -> Server Rack 2 | Server Rack 2 | RU#16 | to1dba001 |  | Dell Computer | PowerEdge R-Series | PowerEdge R910 | DELC476 | 6HDKVBX |  |  | Jan 25 2016 10:32AM
Tokyo | Tokyo -> Tokyo 19B -> Server Rack 2 | Server Rack 2 | RU#12 | to1dba002 |  | Dell Computer | PowerEdge R-Series | PowerEdge R910 | DELC476 | 7HDKVBX |  |  | Jan 25 2016 10:32AM
Tokyo | Tokyo -> Tokyo 19B -> Server Rack 3 | Server Rack 3 | RU#35 | tyosniffer1 |  | Hewlett-Packard | ProLiant Gen6 | DL320 G6 - SFF | HEPW397 | JPT0203APF |  |  | Jan 25 2016 11:02AM
Tokyo | Tokyo -> Tokyo 19B -> Server Rack 3 | Server Rack 3 | RU#30 | tyodlp02 |  | Websense | Web Security | V5000 G2 | WEBS002 | 2VJXP22 |  |  | Jan 25 2016 10:57AM
Tokyo | Tokyo -> Tokyo 19B -> Server Rack 3 | Server Rack 3 | RU#29 | tyowsg03 |  | Websense | Web Security | Websense V10000 G2 | WEBS001 | 901FY12 |  |  | Jan 25 2016 10:57AM
Tokyo | Tokyo -> Tokyo 19B -> Server Rack 3 | Server Rack 3 | RU#28 | tyowsg04 |  | Websense | Web Security | Websense V10000 G2 | WEBS001 | 901GY12 |  |  | Jan 25 2016 10:57AM
Tokyo | Tokyo -> Tokyo 19B -> Server Rack 3 | Server Rack 3 | RU#26 | tyofireeye |  | Fire Eye | Security Appliance | NX7400 | FIRY032 | FM1406AE00X |  |  | Jan 25 2016 10:57AM
Tokyo | Tokyo -> Tokyo 19B -> Server Rack 3 | Server Rack 3 | RU#22 | tokyo-spana | NETWORK SERVICES | Anue Systems | 5200 Series | 5273 | ANUE018 | 5273-00000501 |  |  | Nov 10 2014 2:05PM
Tokyo | Tokyo -> Tokyo 19B -> Server Rack 3 | Server Rack 3 | InOutPlug#2 | tyo19b-pdu-6 |  | Raritan Computer | Dominion PX III | PX3-5497V | RCI703 | RHE5A50007 |  |  | Jan 25 2016 10:57AM
Tokyo | Tokyo -> Tokyo 19B -> Server Rack 3 | Server Rack 3 | InOutPlug#1 | tyo19b-pdu-5 |  | Raritan Computer | Dominion PX III | PX3-5497V | RCI703 | RHE5A50002 |  |  | Jan 25 2016 10:57AM
Tokyo | Tokyo -> Tokyo 19B -> Server Rack 4 | Server Rack 4 | RU#02 | ups-tokyo-19b |  | APC | Symmetra | SYA16K16RMI | APCC584 | 5D1343T01452 |  |  | Jan 25 2016 11:12AM
Tokyo | Tokyo -> Tokyo 19B -> Server Rack 4 -> ups-tokyo-19b | ups-tokyo-19b | Slot#7 | SYPD4 |  | APC | Symmetra | SYPD4 | APCC587 |  |  |  | Jan 25 2016 11:12AM
Tokyo | Tokyo -> Tokyo 19B -> Server Rack 4 -> ups-tokyo-19b | ups-tokyo-19b | Slot#6 | SYPD8 |  | APC | Symmetra | SYPD8 | APCC589 |  |  |  | Jan 25 2016 11:12AM
Tokyo | Tokyo -> Tokyo 19B -> Server Rack 4 -> ups-tokyo-19b | ups-tokyo-19b | Slot#5 | SYPD8 |  | APC | Symmetra | SYPD8 | APCC589 |  |  |  | Jan 25 2016 11:12AM
Tokyo | Tokyo -> Tokyo 20IDC -> Rack2 | Rack2 | RU#02 | tokyo-20aas01 |  | Cisco Systems | Catalyst 4500 | WS-C4506-E | CISO728 | FXS1921QQAH |  |  | Dec 17 2015 9:50AM
Tokyo | Tokyo -> Tokyo 20IDC -> Rack3 | Rack3 | RU#02 | tokyo-20aas02 |  | Cisco Systems | Catalyst 4500 | WS-C4506-E | CISO728 | SPE192000GM |  |  | Dec 17 2015 10:01AM
Tokyo | Tokyo -> Tokyo 20IDC -> Rack4 | Rack4 | RU#02 | tokyo-20aas03 |  | Cisco Systems | Catalyst 4500 | WS-C4506-E | CISO728 | SPE191600FX |  |  | Dec 17 2015 10:06AM
Tokyo | Tokyo -> Tokyo 20IDC -> ServerRack1 | ServerRack1 | RU#39 | tokyo-wan |  | Cisco Systems | Cisco 7200 | 7200 VXR | CISY651 | CNVCAFNAAA |  |  | Dec 17 2015 9:45AM
Tokyo | Tokyo -> Tokyo 20IDC -> ServerRack1 | ServerRack1 | RU#36 | tyo20-pdu-1 |  | Raritan Computer | Dominion PX III | PX3-5190R | RARI150 | RHG5900002 |  |  | Dec 17 2015 9:45AM
Tokyo | Tokyo -> Tokyo 20IDC -> ServerRack1 | ServerRack1 | RU#02 | ups-tokyo-20idc |  | APC | Symmetra | SYA8K8RMI | APCC728 | 5D1408T01022 |  |  | Dec 17 2015 9:45AM